{"text_format":"3","workbook":"xlsx","n_sheets":4,"sheets":["设备清单 (3)","Sheet1","Sheet2","Sheet3"],"not_rendered":{"defined_names":2},"read":"whole","date_system":"1900"}

{"sheet":"设备清单 (3)","index":0,"n_rows":1467,"n_cols":8,"rows_kept":1467,"merged":[[0,0,0,7],[1,0,1,7],[1234,0,1234,4],[1235,0,1235,7],[1465,0,1465,4],[1466,0,1466,4]]}
["一批机电系统废旧设备清单"]
["（一）废旧零配件设备清单"]
["序号","资产类别（名称)","权属单位","品牌和规格型号","单位","数量","存放地点","备注"]
[1,"低压开关柜","福银一期","森达SGL-6","台",1,"新村服务区"]
[2,"低压开关柜","福银一期","森达SGL-6","台",1,"新村服务区"]
[3,"低压开关柜","福银一期","森达SGL-6","台",1,"新村服务区"]
[4,"低压开关柜","福银一期","森达SLPD","台",1,"新村服务区"]
[5,"低压开关柜","福银一期","森达XLW-1","台",1,"新村服务区"]
[6,"低压开关柜","福银一期","森达XLW-1","台",1,"新村服务区"]
[7,"低压开关柜","福银一期","森达XLW-1","台",1,"新村服务区"]
[8,"低压开关柜","福银一期","森达XLW-1","台",1,"新村服务区"]
[9,"低压开关柜","福银一期","森达XLW-1","台",1,"新村服务区"]
[10,"低压开关柜","福银一期","森达XLW-1","台",1,"新村服务区"]
[11,"地埋式变压器","福银一期","上海瑞奇S11-H-M-RD-250/10","台",1,"延平收费站"]
[12,"地埋式变压器","福银一期","上海瑞奇S11-MD-80/10","台",1,"延平收费站"]
[13,"动态汽车衡控制箱","福银一期","恒科DHW-30","个",1,"新村服务区"]
[14,"干式变压器","福银一期","无250KVA","台",1,"延平收费站"]
[15,"工具箱","福银一期","密码箱型","套",1,"延平收费站"]
[16,"光幕机电源","福银一期","恒科MLS-2","个",1,"延平收费站"]
[17,"交通信号灯","福银一期","三思C-0720-SL-200","个",1,"南台服务区"]
[18,"交通信号灯","福银一期","三思C-0720-SL-200","个",1,"南台服务区"]
[19,"交通信号灯","福银一期","三思C-0720-SL-200","个",1,"南台服务区"]
[20,"交通信号灯","福银一期","三思C-0720-SL-200","个",1,"南台服务区"]
[21,"路灯灯具","福银一期","不详250W","盏",18,"新村服务区"]
[22,"日光灯灯具","福银一期","不详","盏",12,"新村服务区"]
[23,"隧道无极灯","福银一期","不详100W","盏",121,"新村服务区"]
[24,"隧道应急灯","福银一期","新文行72W","盏",262,"新村服务区"]
[25,"通行指示灯","福银一期","三思C0720-MSL","个",1,"南台服务区"]
[26,"通行指示灯","福银一期","三思C0720-MSL","个",1,"南台服务区"]
[27,"通行指示灯","福银一期","三思C0720-MSL","个",1,"南台服务区"]
[28,"通行指示灯","福银一期","三思C0720-MSL","个",1,"南台服务区"]
[29,"通行指示灯","福银一期","三思C0720-MSL","个",1,"南台服务区"]
[30,"通行指示灯","福银一期","三思C0720-MSL","个",1,"南台服务区"]
[31,"通行指示灯","福银一期","三思C0720-MSL","个",1,"南台服务区"]
[32,"通行指示灯","福银一期","三思C0720-MSL","个",1,"南台服务区"]
[33,"通行指示灯","福银一期","三思C0720-MSL","个",1,"南台服务区"]
[34,"通行指示灯","福银一期","三思C0720-MSL","个",1,"南台服务区"]
[35,"通行指示灯","福银一期","三思C0720-MSL","个",1,"南台服务区"]
[36,"通行指示灯","福银一期","三思C0720-MSL","个",1,"南台服务区"]
[37,"通行指示灯","福银一期","三思C0720-MSL","个",1,"南台服务区"]
[38,"通行指示灯","福银一期","三思C0720-MSL","个",1,"南台服务区"]
[39,"通行指示灯","福银一期","三思C0720-MSL","个",1,"南台服务区"]
[40,"通行指示灯","福银一期","三思C0720-MSL","个",1,"南台服务区"]
[41,"通行指示灯","福银一期","三思C0720-MSL","个",1,"南台服务区"]
[42,"通行指示灯","福银一期","三思C0720-MSL","个",1,"南台服务区"]
[43,"通行指示灯","福银一期","三思C0720-MSL","个",1,"南台服务区"]
[44,"通行指示灯","福银一期","三思C0720-MSL","个",1,"南台服务区"]
[45,"通行指示灯","福银一期","三思C0720-MSL","个",1,"南台服务区"]
[46,"通行指示灯","福银一期","三思C0720-MSL","个",1,"南台服务区"]
[47,"通行指示灯","福银一期","三思C0720-MSL","个",1,"南台服务区"]
[48,"通行指示灯","福银一期","三思C0720-MSL","个",1,"南台服务区"]
[49,"通行指示灯","福银一期","三思C0720-MSL","个",1,"南台服务区"]
[50,"显示器","福银一期","三星943NW","台",1,"延平收费站"]
[51,"车道指示灯","福银二期","三思 C-0720-MSL","个",1,"福银闽赣收费站"]
[52,"车道指示灯","福银二期","三思 C-0720-MSL","个",1,"福银闽赣收费站"]
[53,"车道指示灯","福银二期","三思 C-0720-MSL","个",1,"福银闽赣收费站"]
[54,"车道指示灯","福银二期","三思 C-0720-MSL","个",1,"福银闽赣收费站"]
[55,"车道指示灯","福银二期","三思 C-0720-MSL","个",1,"福银闽赣收费站"]
[56,"车道指示灯","福银二期","三思 C-0720-MSL","个",1,"福银闽赣收费站"]
[57,"车道指示灯","福银二期","三思 C-0720-MSL","个",1,"福银闽赣收费站"]
[58,"车道指示灯","福银二期","三思 C-0720-MSL","个",1,"福银闽赣收费站"]
[59,"车道指示灯","福银二期","三思 C-0720-MSL","个",1,"福银闽赣收费站"]
[60,"车道指示灯","福银二期","三思 C-0720-MSL","个",1,"福银闽赣收费站"]
[61,"车道指示灯","福银二期","三思 C-0720-MSL","个",1,"福银闽赣收费站"]
[62,"车道指示灯","福银二期","三思 C-0720-MSL","个",1,"福银闽赣收费站"]
[63,"车道指示灯","福银二期","三思 C-0720-MSL","个",1,"福银闽赣收费站"]
[64,"车道指示灯","福银二期","三思 C-0720-MSL","个",1,"福银闽赣收费站"]
[65,"车道指示灯","福银二期","三思 C-0720-MSL","个",1,"福银闽赣收费站"]
[66,"车道指示灯","福银二期","三思 C-0720-MSL","个",1,"福银闽赣收费站"]
[67,"车道指示灯","福银二期","三思 C-0720-MSL","个",1,"福银闽赣收费站"]
[68,"车道指示灯","福银二期","三思 C-0720-MSL","个",1,"福银闽赣收费站"]
[69,"车道指示灯","福银二期","三思 C-0720-MSL","个",1,"福银闽赣收费站"]
[70,"车道指示灯","福银二期","三思 C-0720-MSL","个",1,"福银闽赣收费站"]
[71,"车道指示灯","福银二期","三思 C-0720-MSL","个",1,"福银闽赣收费站"]
[72,"车道指示灯","福银二期","三思 C-0720-MSL","个",1,"福银闽赣收费站"]
[73,"车道指示灯","福银二期","三思 C-0720-MSL","个",1,"福银闽赣收费站"]
[74,"车道指示灯","福银二期","三思 C-0720-MSL","个",1,"福银闽赣收费站"]
[75,"车道指示灯","福银二期","三思 C-0720-MSL","个",1,"福银闽赣收费站"]
[76,"车道指示灯","福银二期","三思 C-0720-MSL","个",1,"福银闽赣收费站"]
[77,"车道指示灯","福银二期","三思 C-0720-MSL","个",1,"福银闽赣收费站"]
[78,"车道指示灯","福银二期","三思 C-0720-MSL","个",1,"福银闽赣收费站"]
[79,"车道指示灯","福银二期","三思 C-0720-MSL","个",1,"福银闽赣收费站"]
[80,"车道指示灯","福银二期","三思 C-0720-MSL","个",1,"福银闽赣收费站"]
[81,"车道指示灯","福银二期","三思 C-0720-MSL","个",1,"福银闽赣收费站"]
[82,"车道指示灯","福银二期","三思 C-0720-MSL","个",1,"福银闽赣收费站"]
[83,"电源转换箱","福银二期","能美西科姆 TYBZ-50","套",1,"福银闽赣收费站"]
[84,"电源转换箱","福银二期","能美西科姆 TYBZ-50","套",1,"福银闽赣收费站"]
[85,"电源转换箱","福银二期","能美西科姆 TYBZ-50","套",1,"福银闽赣收费站"]
[86,"电源转换箱","福银二期","能美西科姆 TYBZ-50","套",1,"福银闽赣收费站"]
[87,"电源转换箱","福银二期","能美西科姆 TYBZ-50","套",1,"福银闽赣收费站"]
[88,"电源转换箱","福银二期","能美西科姆 TYBZ-50","套",1,"福银闽赣收费站"]
[89,"服务器","福银二期","IBM7955","台",1,"邵武收费站","无硬盘"]
[90,"高频开关电源","福银二期","虹信 DUM160-48/10-30","台",1,"福银闽赣收费站"]
[91,"高频开关电源","福银二期","虹信 DUM160-48/10-30","台",1,"福银闽赣收费站"]
[92,"功率放大器","福银二期","深圳兴电 ASI-SK-IP(60W)","块",1,"邵武收费站"]
[93,"光端机","福银二期","中威电子 OB9211DR","台",1,"邵武收费站"]
[94,"光端机","福银二期","中威电子 OB9211DR","台",1,"邵武收费站"]
[95,"光端机","福银二期","中威电子 OB9211DR","台",1,"邵武收费站"]
[96,"光端机","福银二期","中威电子 OB9211DR","台",1,"邵武收费站"]
[97,"光端机","福银二期","中威电子 OB9211DT","台",1,"邵武收费站"]
[98,"光端机","福银二期","中威电子 OB9211DT","台",1,"邵武收费站"]
[99,"光端机","福银二期","中威电子 OB9211DT","台",1,"邵武收费站"]
[100,"光端机","福银二期","中威电子 OB9211DT","台",1,"邵武收费站"]
[101,"光端机","福银二期","中威电子 OB9211DT","台",1,"邵武收费站"]
[102,"光端机","福银二期","中威电子 OB9211DT","台",1,"邵武收费站"]
[103,"光端机","福银二期","中威电子 OB9211DT","台",1,"邵武收费站"]
[104,"光端机","福银二期","中威电子 OB9231DT(1X)-BC-FC","台",1,"邵武收费站"]
[105,"火灾报警主机","福银二期","能美西科姆 JB-T63GZ2L-N3060-R23Z","套",1,"福银闽赣收费站"]
[106,"火灾报警综合盘","福银二期","能美西科姆 不详","套",1,"福银闽赣收费站"]
[107,"火灾报警综合盘","福银二期","能美西科姆 不详","套",1,"福银闽赣收费站"]
[108,"火灾报警综合盘","福银二期","能美西科姆 不详","套",1,"福银闽赣收费站"]
[109,"火灾报警综合盘","福银二期","能美西科姆 不详","套",1,"福银闽赣收费站"]
[110,"火灾报警综合盘","福银二期","能美西科姆 不详","套",1,"福银闽赣收费站"]
[111,"火灾报警综合盘","福银二期","能美西科姆 不详","套",1,"福银闽赣收费站"]
[112,"火灾报警综合盘","福银二期","能美西科姆 不详","套",1,"福银闽赣收费站"]
[113,"火灾报警综合盘","福银二期","能美西科姆 不详","套",1,"福银闽赣收费站"]
[114,"火灾报警综合盘","福银二期","能美西科姆 不详","套",1,"福银闽赣收费站"]
[115,"火灾报警综合盘","福银二期","能美西科姆 不详","套",1,"福银闽赣收费站"]
[116,"火灾报警综合盘","福银二期","能美西科姆 不详","套",1,"福银闽赣收费站"]
[117,"火灾报警综合盘","福银二期","能美西科姆 不详","套",1,"福银闽赣收费站"]
[118,"火灾报警综合盘","福银二期","能美西科姆 不详","套",1,"福银闽赣收费站"]
[119,"火灾报警综合盘","福银二期","能美西科姆 不详","套",1,"福银闽赣收费站"]
[120,"火灾报警综合盘","福银二期","能美西科姆 不详","套",1,"福银闽赣收费站"]
[121,"火灾报警综合盘","福银二期","能美西科姆 不详","套",1,"福银闽赣收费站"]
[122,"火灾报警综合盘","福银二期","能美西科姆 不详","套",1,"福银闽赣收费站"]
[123,"火灾报警综合盘","福银二期","能美西科姆 不详","套",1,"福银闽赣收费站"]
[124,"火灾报警综合盘","福银二期","能美西科姆 不详","套",1,"福银闽赣收费站"]
[125,"火灾报警综合盘","福银二期","能美西科姆 不详","套",1,"福银闽赣收费站"]
[126,"火灾报警综合盘","福银二期","能美西科姆 不详","套",1,"福银闽赣收费站"]
[127,"火灾报警综合盘","福银二期","能美西科姆 不详","套",1,"福银闽赣收费站"]
[128,"火灾报警综合盘","福银二期","能美西科姆 不详","套",1,"福银闽赣收费站"]
[129,"火灾报警综合盘","福银二期","能美西科姆 不详","套",1,"福银闽赣收费站"]
[130,"火灾报警综合盘","福银二期","能美西科姆 不详","套",1,"福银闽赣收费站"]
[131,"火灾报警综合盘","福银二期","能美西科姆 不详","套",1,"福银闽赣收费站"]
[132,"火灾报警综合盘","福银二期","能美西科姆 不详","套",1,"福银闽赣收费站"]
[133,"火灾报警综合盘","福银二期","能美西科姆 不详","套",1,"福银闽赣收费站"]
[134,"火灾报警综合盘","福银二期","能美西科姆 不详","套",1,"福银闽赣收费站"]
[135,"火灾报警综合盘","福银二期","能美西科姆 不详","套",1,"福银闽赣收费站"]
[136,"火灾报警综合盘","福银二期","能美西科姆 不详","套",1,"福银闽赣收费站"]
[137,"火灾报警综合盘","福银二期","能美西科姆 不详","套",1,"福银闽赣收费站"]
[138,"火灾报警综合盘","福银二期","能美西科姆 不详","套",1,"福银闽赣收费站"]
[139,"火灾报警综合盘","福银二期","能美西科姆 不详","套",1,"福银闽赣收费站"]
[140,"火灾报警综合盘","福银二期","能美西科姆 不详","套",1,"福银闽赣收费站"]
[141,"火灾报警综合盘","福银二期","能美西科姆 不详","套",1,"福银闽赣收费站"]
[142,"火灾报警综合盘","福银二期","能美西科姆 不详","套",1,"福银闽赣收费站"]
[143,"火灾报警综合盘","福银二期","能美西科姆 不详","套",1,"福银闽赣收费站"]
[144,"火灾报警综合盘","福银二期","能美西科姆 不详","套",1,"福银闽赣收费站"]
[145,"火灾报警综合盘","福银二期","能美西科姆 不详","套",1,"福银闽赣收费站"]
[146,"火灾报警综合盘","福银二期","能美西科姆 不详","套",1,"福银闽赣收费站"]
[147,"火灾报警综合盘","福银二期","能美西科姆 不详","套",1,"福银闽赣收费站"]
[148,"火灾报警综合盘","福银二期","能美西科姆 不详","套",1,"福银闽赣收费站"]
[149,"火灾报警综合盘","福银二期","能美西科姆 不详","套",1,"福银闽赣收费站"]
[150,"火灾报警综合盘","福银二期","能美西科姆 不详","套",1,"福银闽赣收费站"]
[151,"火灾报警综合盘","福银二期","能美西科姆 不详","套",1,"福银闽赣收费站"]
[152,"火灾报警综合盘","福银二期","能美西科姆 不详","套",1,"福银闽赣收费站"]
[153,"火灾报警综合盘","福银二期","能美西科姆 不详","套",1,"福银闽赣收费站"]
[154,"火灾报警综合盘","福银二期","能美西科姆 不详","套",1,"福银闽赣收费站"]
[155,"火灾报警综合盘","福银二期","能美西科姆 不详","套",1,"福银闽赣收费站"]
[156,"火灾报警综合盘","福银二期","能美西科姆 不详","套",1,"福银闽赣收费站"]
[157,"火灾报警综合盘","福银二期","能美西科姆 不详","套",1,"福银闽赣收费站"]
[158,"火灾报警综合盘","福银二期","能美西科姆 不详","套",1,"福银闽赣收费站"]
[159,"火灾报警综合盘","福银二期","能美西科姆 不详","套",1,"福银闽赣收费站"]
[160,"火灾报警综合盘","福银二期","能美西科姆 不详","套",1,"福银闽赣收费站"]
[161,"火灾报警综合盘","福银二期","能美西科姆 不详","套",1,"福银闽赣收费站"]
[162,"火灾报警综合盘","福银二期","能美西科姆 不详","套",1,"福银闽赣收费站"]
[163,"火灾报警综合盘","福银二期","能美西科姆 不详","套",1,"福银闽赣收费站"]
[164,"火灾报警综合盘","福银二期","能美西科姆 不详","套",1,"福银闽赣收费站"]
[165,"火灾报警综合盘","福银二期","能美西科姆 不详","套",1,"福银闽赣收费站"]
[166,"火灾报警综合盘","福银二期","能美西科姆 不详","套",1,"福银闽赣收费站"]
[167,"火灾报警综合盘","福银二期","能美西科姆 不详","套",1,"福银闽赣收费站"]
[168,"火灾报警综合盘","福银二期","能美西科姆 不详","套",1,"福银闽赣收费站"]
[169,"火灾报警综合盘","福银二期","能美西科姆 不详","套",1,"福银闽赣收费站"]
[170,"火灾报警综合盘","福银二期","能美西科姆 不详","套",1,"福银闽赣收费站"]
[171,"火灾报警综合盘","福银二期","能美西科姆 不详","套",1,"福银闽赣收费站"]
[172,"火灾报警综合盘","福银二期","能美西科姆 不详","套",1,"福银闽赣收费站"]
[173,"火灾报警综合盘","福银二期","能美西科姆 不详","套",1,"福银闽赣收费站"]
[174,"火灾报警综合盘","福银二期","能美西科姆 不详","套",1,"福银闽赣收费站"]
[175,"火灾报警综合盘","福银二期","能美西科姆 不详","套",1,"福银闽赣收费站"]
[176,"火灾报警综合盘","福银二期","能美西科姆 不详","套",1,"福银闽赣收费站"]
[177,"火灾报警综合盘","福银二期","能美西科姆 不详","套",1,"福银闽赣收费站"]
[178,"火灾报警综合盘","福银二期","能美西科姆 不详","套",1,"福银闽赣收费站"]
[179,"火灾报警综合盘","福银二期","能美西科姆 不详","套",1,"福银闽赣收费站"]
[180,"火灾报警综合盘","福银二期","能美西科姆 不详","套",1,"福银闽赣收费站"]
[181,"火灾报警综合盘","福银二期","能美西科姆 不详","套",1,"福银闽赣收费站"]
[182,"火灾报警综合盘","福银二期","能美西科姆 不详","套",1,"福银闽赣收费站"]
[183,"火灾报警综合盘","福银二期","能美西科姆 不详","套",1,"福银闽赣收费站"]
[184,"火灾报警综合盘","福银二期","能美西科姆 不详","套",1,"福银闽赣收费站"]
[185,"火灾报警综合盘","福银二期","能美西科姆 不详","套",1,"福银闽赣收费站"]
[186,"火灾报警综合盘","福银二期","能美西科姆 不详","套",1,"福银闽赣收费站"]
[187,"火灾报警综合盘","福银二期","能美西科姆 不详","套",1,"福银闽赣收费站"]
[188,"火灾报警综合盘","福银二期","能美西科姆 不详","套",1,"福银闽赣收费站"]
[189,"火灾报警综合盘","福银二期","能美西科姆 不详","套",1,"福银闽赣收费站"]
[190,"火灾报警综合盘","福银二期","能美西科姆 不详","套",1,"福银闽赣收费站"]
[191,"火灾报警综合盘","福银二期","能美西科姆 不详","套",1,"福银闽赣收费站"]
[192,"火灾报警综合盘","福银二期","能美西科姆 不详","套",1,"福银闽赣收费站"]
[193,"火灾报警综合盘","福银二期","能美西科姆 不详","套",1,"福银闽赣收费站"]
[194,"火灾报警综合盘","福银二期","能美西科姆 不详","套",1,"福银闽赣收费站"]
[195,"火灾报警综合盘","福银二期","能美西科姆 不详","套",1,"福银闽赣收费站"]
[196,"火灾报警综合盘","福银二期","能美西科姆 不详","套",1,"福银闽赣收费站"]
[197,"火灾报警综合盘","福银二期","能美西科姆 不详","套",1,"福银闽赣收费站"]
[198,"火灾报警综合盘","福银二期","能美西科姆 不详","套",1,"福银闽赣收费站"]
[199,"火灾报警综合盘","福银二期","能美西科姆 不详","套",1,"福银闽赣收费站"]
[200,"火灾报警综合盘","福银二期","能美西科姆 不详","套",1,"福银闽赣收费站"]
[201,"火灾报警综合盘","福银二期","能美西科姆 不详","套",1,"福银闽赣收费站"]
[202,"火灾报警综合盘","福银二期","能美西科姆 不详","套",1,"福银闽赣收费站"]
[203,"火灾报警综合盘","福银二期","能美西科姆 不详","套",1,"福银闽赣收费站"]
[204,"火灾报警综合盘","福银二期","能美西科姆 不详","套",1,"福银闽赣收费站"]
[205,"火灾报警综合盘","福银二期","能美西科姆 不详","套",1,"福银闽赣收费站"]
[206,"火灾报警综合盘","福银二期","能美西科姆 不详","套",1,"福银闽赣收费站"]
[207,"火灾报警综合盘","福银二期","能美西科姆 不详","套",1,"福银闽赣收费站"]
[208,"计算机主机","福银二期","惠普HP8300E","台",1,"邵武收费站","无硬盘"]
[209,"计算机主机","福银二期","惠普HP8300E","台",1,"邵武收费站","无硬盘"]
[210,"计算机主机","福银二期","联想M6400T","台",1,"邵武收费站","无硬盘"]
[211,"紧急电话分机板","福银二期","兴电 XD-ASI/VII(FS)","块",1,"邵武收费站"]
[212,"可变情报板","福银二期","中世银科 BX-50-60-SDK","台",1,"水北收费站"]
[213,"球形遥控摄像机","福银二期","金三立 CC89N","个",1,"邵武收费站"]
[214,"球形遥控摄像机","福银二期","金三立 ST-CC8369","台",1,"邵武收费站"]
[215,"软启动器","福银二期","ＡＢＢ PST85-600-70","台",1,"邵武收费站"]
[216,"摄像机","福银二期"," 金三立 ST-CC6150/52/54","台",1,"邵武收费站"]
[217,"摄像机","福银二期","海康威视 DS-2AF526L-AF","台",1,"邵武收费站"]
[218,"摄像机","福银二期","海康威视 DS-2AF526L-AF","台",1,"邵武收费站"]
[219,"摄像机","福银二期","金三立 不详","台",1,"邵武收费站"]
[220,"摄像机","福银二期","金三立 不详","台",1,"邵武收费站"]
[221,"摄像机","福银二期","金三立 不详","台",1,"邵武收费站"]
[222,"摄像机","福银二期","金三立 不详","台",1,"邵武收费站"]
[223,"摄像机","福银二期","金三立 不详","台",1,"邵武收费站"]
[224,"摄像机","福银二期","金三立 不详","台",1,"邵武收费站"]
[225,"摄像机","福银二期","金三立 不详","台",1,"邵武收费站"]
[226,"摄像机","福银二期","金三立 不详","台",1,"邵武收费站"]
[227,"摄像机","福银二期","金三立 不详","台",1,"邵武收费站"]
[228,"摄像机","福银二期","诺龙 OTS-HIP4621E-E","台",1,"邵武收费站"]
[229,"数据控制板","福银二期","三思 HI9B0XC-5","块",1,"邵武收费站"]
[230,"水套加热器","福银二期","佰思电力 3W","台",1,"邵武收费站"]
[231,"直插式高压电缆分接箱","福银二期","不详 FELTAN-BOX10C","台",1,"和平收费站"]
[232,"直插式高压电缆分接箱","福银二期","不详 FELTAN-BOX10C","台",1,"和平收费站"]
[233,"直插式高压电缆分接箱","福银二期","不详 FELTAN-BOX10C","台",1,"和平收费站"]
[234,"直插式高压电缆分接箱","福银二期","不详 FELTAN-BOX10C","台",1,"和平收费站"]
[235,"直插式高压电缆分接箱","福银二期","不详 FELTAN-BOX10C","台",1,"和平收费站"]
[236,"直插式高压电缆分接箱","福银二期","不详 FELTAN-BOX10C","台",1,"和平收费站"]
[237,"直插式高压电缆分接箱","福银二期","不详 FELTAN-BOX10C","台",1,"和平收费站"]
[238,"直插式高压电缆分接箱","福银二期","不详 FELTAN-BOX10C","台",1,"和平收费站"]
[239,"直插式高压电缆分接箱","福银二期","不详 FELTAN-BOX10C","台",1,"和平收费站"]
[240,"直插式高压电缆分接箱","福银二期","不详 FELTAN-BOX10C","台",1,"和平收费站"]
[241,"直插式高压电缆分接箱","福银二期","不详 FELTAN-BOX10C","台",1,"和平收费站"]
[242,"直插式高压电缆分接箱","福银二期","不详 FELTAN-BOX10C","台",1,"和平收费站"]
[243,"直插式高压电缆分接箱","福银二期","不详 FELTAN-BOX10C","台",1,"和平收费站"]
[244,"直插式高压电缆分接箱","福银二期","不详 FELTAN-BOX10C","台",1,"和平收费站"]
[245,"SF7高压真空断路器","京台","不详 10KV","台",1,"迪口收费站"]
[246,"车检器","京台","德亚 HVD112","个",1,"迪口收费站"]
[247,"风机导流罩","京台","不详 铁皮","个",47,"迪口收费站"]
[248,"高清摄像机","京台","宇视 HIC5401DE-C","台",1,"迪口收费站"]
[249,"高清摄像机","京台","宇视 HIC5401DE-C","台",1,"迪口收费站"]
[250,"高压隔离开关","京台","登高电气 HGW9-12GW","组",1,"迪口收费站"]
[251,"高压隔离开关","京台","高格电气 GW9-12G/630A","组",1,"迪口收费站"]
[252,"高压隔离开关","京台","中仪电力 GW9-12/630A","组",1,"迪口收费站"]
[253,"功率放大器","京台","深圳兴电 ASI-SK-IP(60W)","块",1,"迪口收费站"]
[254,"功率放大器","京台","深圳兴电 ASI-SK-IP(60W)","块",1,"迪口收费站"]
[255,"户外高压真空断路器","京台","宏秀电气 ZW32-12/630","台",1,"迪口收费站"]
[256,"户外高压真空断路器","京台","宏秀电气 ZW32-12/630","台",1,"迪口收费站"]
[257,"交流接触器","京台","GE CL25A300T","台",1,"迪口收费站"]
[258,"交流接触器","京台","GE CL25A300T","台",1,"迪口收费站"]
[259,"钠灯镇流器","京台","南亚 NG(JLZ)400Z-IE","个",1,"迪口收费站"]
[260,"钠灯镇流器","京台","源光亚明 250W","个",13,"迪口收费站"]
[261,"钠灯镇流器","京台","源光亚明 NG(JLZ)100Z-I","个",1,"迪口收费站"]
[262,"钠灯镇流器","京台","源光亚明 NG(JLZ)250Z-I","个",1,"迪口收费站"]
[263,"钠灯镇流器","京台","源光亚明 NG(JLZ)400Z-IE","个",8,"迪口收费站"]
[264,"钠灯镇流器","京台","源光亚明 NG(JLZ)400Z-IE","个",20,"迪口收费站"]
[265,"三相电流表","京台","力得 LD-C83TI-5N00","台",1,"迪口收费站"]
[266,"三相电流表","京台","力得 LD-C83TI-5N00","台",1,"迪口收费站"]
[267,"三相电流表","京台","力得 LD-C83TI-5N00","台",1,"迪口收费站"]
[268,"摄像机","京台","宇视 HIC5401","台",1,"迪口收费站"]
[269,"摄像机","京台","宇视 HIC5401","台",1,"迪口收费站"]
[270,"摄像机","京台","宇视 HIC5401","台",1,"迪口收费站"]
[271,"摄像机","京台","宇视 HIC5401","台",1,"迪口收费站"]
[272,"摄像机","京台","宇视 HIC5401","台",1,"迪口收费站"]
[273,"摄像机","京台","宇视 HIC5401","台",1,"迪口收费站"]
[274,"万能式低压断路器","京台","万松电气 RWM6L-100","台",1,"迪口收费站"]
[275,"无极灯镇流器","京台","源光亚明 WJY100DH71","个",1,"迪口收费站"]
[276,"ETC车道顶棚信息显示屏","宁武","三思 定制","台",1,"南台服务区"]
[277,"ETC车道顶棚信息显示屏","宁武","三思 定制","台",1,"南台服务区"]
[278,"ETC车道顶棚信息显示屏","宁武","三思 定制","台",1,"南台服务区"]
[279,"ETC车道顶棚信息显示屏","宁武","三思 定制","台",1,"南台服务区"]
[280,"ETC车辆检测器","宁武","magnice 不详","个",1,"兴田收费站"]
[281,"ETC车辆检测器","宁武","北京导航者 pd232","个",1,"政和收费站"]
[282,"ETC天线控制器","宁武","金溢 SHINE-G60E","套",1,"兴田收费站"]
[283,"ETC天线控制器","宁武","金溢 SHINE-G60E","套",1,"兴田收费站"]
[284,"ETC天线控制器","宁武","金益 SHINE-G60E","套",1,"政和收费站"]
[285,"ETC天线控制器","宁武","金益 SHINE-G60E","套",1,"政和收费站"]
[286,"ETC天线控制器","宁武","金益 SHINE-G60E","套",1,"政和收费站"]
[287,"ETC天线控制器","宁武","金益 SHINE-G60E","套",1,"政和收费站"]
[288,"ETC天线控制器","宁武","金益 SHINE-G60E","套",1,"政和收费站"]
[289,"ETC天线控制器","宁武","金益 SHINE-G60E","套",1,"政和收费站"]
[290,"ETC天线控制器","宁武","金益 SHINE-G60E","套",1,"政和收费站"]
[291,"ETC天线控制器","宁武","金益 SHINE-G60E","套",1,"政和收费站"]
[292,"ETC天线控制器","宁武","金益 SHINE-G60E","套",1,"政和收费站"]
[293,"ETC天线控制器","宁武","金益 SHINE-G60E","套",1,"政和收费站"]
[294,"ETC天线控制器","宁武","金溢 SHINE-G60","套",1,"兴田收费站"]
[295,"ETC天线控制器","宁武","金溢 SHINE-G60E","套",1,"兴田收费站"]
[296,"ETC天线控制器","宁武","金溢 SHINE-G60","套",1,"兴田收费站"]
[297,"ETC天线控制器","宁武","金溢 SHINE-G60","套",1,"兴田收费站"]
[298,"LED圆形雾灯","宁武","定制 FJJK-WD-01","盏",1,"政和收费站"]
[299,"LED圆形雾灯","宁武","定制 FJJK-WD-01","盏",1,"政和收费站"]
[300,"LED圆形雾灯","宁武","定制 FJJK-WD-01","盏",1,"政和收费站"]
[301,"LED圆形雾灯","宁武","定制 FJJK-WD-01","盏",1,"政和收费站"]
[302,"LED圆形雾灯","宁武","定制 FJJK-WD-01","盏",1,"政和收费站"]
[303,"LED圆形雾灯","宁武","定制 FJJK-WD-01","盏",1,"政和收费站"]
[304,"LED圆形雾灯","宁武","定制 FJJK-WD-01","盏",1,"政和收费站"]
[305,"LED圆形雾灯","宁武","定制 FJJK-WD-01","盏",1,"政和收费站"]
[306,"LED圆形雾灯","宁武","定制 FJJK-WD-01","盏",1,"政和收费站"]
[307,"LED圆形雾灯","宁武","定制 FJJK-WD-01","盏",1,"政和收费站"]
[308,"LED圆形雾灯","宁武","定制 FJJK-WD-01","盏",1,"政和收费站"]
[309,"LED圆形雾灯","宁武","定制 FJJK-WD-01","盏",1,"政和收费站"]
[310,"LED圆形雾灯","宁武","定制 FJJK-WD-01","盏",1,"政和收费站"]
[311,"LED圆形雾灯","宁武","定制 FJJK-WD-01","盏",1,"政和收费站"]
[312,"LED圆形雾灯","宁武","定制 FJJK-WD-01","盏",1,"政和收费站"]
[313,"LED圆形雾灯","宁武","定制 FJJK-WD-01","盏",1,"政和收费站"]
[314,"LED圆形雾灯","宁武","定制 FJJK-WD-01","盏",1,"政和收费站"]
[315,"LED圆形雾灯","宁武","定制 FJJK-WD-01","盏",1,"政和收费站"]
[316,"LED圆形雾灯","宁武","定制 FJJK-WD-01","盏",1,"政和收费站"]
[317,"LED圆形雾灯","宁武","定制 FJJK-WD-01","盏",1,"政和收费站"]
[318,"LED圆形雾灯","宁武","定制 FJJK-WD-01","盏",1,"政和收费站"]
[319,"LED圆形雾灯","宁武","定制 FJJK-WD-01","盏",1,"政和收费站"]
[320,"LED圆形雾灯","宁武","定制 FJJK-WD-01","盏",1,"政和收费站"]
[321,"LED圆形雾灯","宁武","定制 FJJK-WD-01","盏",1,"政和收费站"]
[322,"LED圆形雾灯","宁武","定制 FJJK-WD-01","盏",1,"政和收费站"]
[323,"LED圆形雾灯","宁武","定制 FJJK-WD-01","盏",1,"政和收费站"]
[324,"LED圆形雾灯","宁武","定制 FJJK-WD-01","盏",1,"政和收费站"]
[325,"LED圆形雾灯","宁武","定制 FJJK-WD-01","盏",1,"政和收费站"]
[326,"LED圆形雾灯","宁武","定制 FJJK-WD-01","盏",1,"政和收费站"]
[327,"LED圆形雾灯","宁武","定制 FJJK-WD-01","盏",1,"政和收费站"]
[328,"LED圆形雾灯","宁武","定制 FJJK-WD-01","盏",1,"政和收费站"]
[329,"LED圆形雾灯","宁武","定制 FJJK-WD-01","盏",1,"政和收费站"]
[330,"LED圆形雾灯","宁武","定制 FJJK-WD-01","盏",1,"政和收费站"]
[331,"LED圆形雾灯","宁武","定制 FJJK-WD-01","盏",1,"政和收费站"]
[332,"LED圆形雾灯","宁武","定制 FJJK-WD-01","盏",1,"政和收费站"]
[333,"LED圆形雾灯","宁武","定制 FJJK-WD-01","盏",1,"政和收费站"]
[334,"LED圆形雾灯","宁武","定制 FJJK-WD-01","盏",1,"政和收费站"]
[335,"LED圆形雾灯","宁武","定制 FJJK-WD-01","盏",1,"政和收费站"]
[336,"LED圆形雾灯","宁武","定制 FJJK-WD-01","盏",1,"政和收费站"]
[337,"LED圆形雾灯","宁武","定制 FJJK-WD-01","盏",1,"政和收费站"]
[338,"LED圆形雾灯","宁武","定制 FJJK-WD-01","盏",1,"政和收费站"]
[339,"LED圆形雾灯","宁武","定制 FJJK-WD-01","盏",1,"政和收费站"]
[340,"LED圆形雾灯","宁武","定制 FJJK-WD-01","盏",1,"政和收费站"]
[341,"LED圆形雾灯","宁武","定制 FJJK-WD-01","盏",1,"政和收费站"]
[342,"LED圆形雾灯","宁武","定制 FJJK-WD-01","盏",1,"政和收费站"]
[343,"LED圆形雾灯","宁武","定制 FJJK-WD-01","盏",1,"政和收费站"]
[344,"LED圆形雾灯","宁武","定制 FJJK-WD-01","盏",1,"政和收费站"]
[345,"LED圆形雾灯","宁武","定制 FJJK-WD-01","盏",1,"政和收费站"]
[346,"LED圆形雾灯","宁武","定制 FJJK-WD-01","盏",1,"政和收费站"]
[347,"LED圆形雾灯","宁武","定制 FJJK-WD-01","盏",1,"政和收费站"]
[348,"LED圆形雾灯","宁武","定制 FJJK-WD-01","盏",1,"政和收费站"]
[349,"LED圆形雾灯","宁武","定制 FJJK-WD-01","盏",1,"政和收费站"]
[350,"LED圆形雾灯","宁武","定制 FJJK-WD-01","盏",1,"政和收费站"]
[351,"LED圆形雾灯","宁武","定制 FJJK-WD-01","盏",1,"政和收费站"]
[352,"LED圆形雾灯","宁武","定制 FJJK-WD-01","盏",1,"政和收费站"]
[353,"LED圆形雾灯","宁武","定制 FJJK-WD-01","盏",1,"政和收费站"]
[354,"LED圆形雾灯","宁武","定制 FJJK-WD-01","盏",1,"政和收费站"]
[355,"LED圆形雾灯","宁武","定制 FJJK-WD-01","盏",1,"政和收费站"]
[356,"LED圆形雾灯","宁武","定制 FJJK-WD-01","盏",1,"政和收费站"]
[357,"LED圆形雾灯","宁武","定制 FJJK-WD-01","盏",1,"政和收费站"]
[358,"LED圆形雾灯","宁武","定制 FJJK-WD-01","盏",1,"政和收费站"]
[359,"LED圆形雾灯","宁武","定制 FJJK-WD-01","盏",1,"政和收费站"]
[360,"LED圆形雾灯","宁武","定制 FJJK-WD-01","盏",1,"政和收费站"]
[361,"LED圆形雾灯","宁武","定制 FJJK-WD-01","盏",1,"政和收费站"]
[362,"LED圆形雾灯","宁武","定制 FJJK-WD-01","盏",1,"政和收费站"]
[363,"LED圆形雾灯","宁武","定制 FJJK-WD-01","盏",1,"政和收费站"]
[364,"LED圆形雾灯","宁武","定制 FJJK-WD-01","盏",1,"政和收费站"]
[365,"LED圆形雾灯","宁武","定制 FJJK-WD-01","盏",1,"政和收费站"]
[366,"LED圆形雾灯","宁武","定制 FJJK-WD-01","盏",1,"政和收费站"]
[367,"LED圆形雾灯","宁武","定制 FJJK-WD-01","盏",1,"政和收费站"]
[368,"LED圆形雾灯","宁武","定制 FJJK-WD-01","盏",1,"政和收费站"]
[369,"LED圆形雾灯","宁武","定制 FJJK-WD-01","盏",1,"政和收费站"]
[370,"LED圆形雾灯","宁武","定制 FJJK-WD-01","盏",1,"政和收费站"]
[371,"LED圆形雾灯","宁武","定制 FJJK-WD-01","盏",1,"政和收费站"]
[372,"LED圆形雾灯","宁武","定制 FJJK-WD-01","盏",1,"政和收费站"]
[373,"LED圆形雾灯","宁武","定制 FJJK-WD-01","盏",1,"政和收费站"]
[374,"LED圆形雾灯","宁武","定制 FJJK-WD-01","盏",1,"政和收费站"]
[375,"LED圆形雾灯","宁武","定制 FJJK-WD-01","盏",1,"政和收费站"]
[376,"LED圆形雾灯","宁武","定制 FJJK-WD-01","盏",1,"政和收费站"]
[377,"LED圆形雾灯","宁武","定制 FJJK-WD-01","盏",1,"政和收费站"]
[378,"LED圆形雾灯","宁武","定制 FJJK-WD-01","盏",1,"政和收费站"]
[379,"LED圆形雾灯","宁武","定制 FJJK-WD-01","盏",1,"政和收费站"]
[380,"LED圆形雾灯","宁武","定制 FJJK-WD-01","盏",1,"政和收费站"]
[381,"LED圆形雾灯","宁武","定制 FJJK-WD-01","盏",1,"政和收费站"]
[382,"LED圆形雾灯","宁武","定制 FJJK-WD-01","盏",1,"政和收费站"]
[383,"LED圆形雾灯","宁武","定制 FJJK-WD-01","盏",1,"政和收费站"]
[384,"LED圆形雾灯","宁武","定制 FJJK-WD-01","盏",1,"政和收费站"]
[385,"LED圆形雾灯","宁武","定制 FJJK-WD-01","盏",1,"政和收费站"]
[386,"VBC检测单元","宁武","U创 VBC1A","个",1,"兴田收费站"]
[387,"VBC控制单元","宁武","U创 VBC","块",1,"兴田收费站"]
[388,"VLD检测单元","宁武","U创 VLD1A","个",1,"兴田收费站"]
[389,"VLD检测单元","宁武","U创 VLD1A","个",1,"兴田收费站"]
[390,"车道工控机主板","宁武","研华 PCA-6010VG","块",1,"兴田收费站"]
[391,"车道控制器","宁武","闽高速 MGT-C01","台",1,"南台服务区"]
[392,"车道控制器","宁武","信息科技 MGT-C01(02)","台",1,"南台服务区"]
[393,"车道控制器","宁武","新大陆 NL-7016","台",1,"南台服务区"]
[394,"车道控制器","宁武","新大陆 NL-7016","台",1,"南台服务区"]
[395,"车道控制器","宁武","新大陆 NL-7016","台",1,"南台服务区"]
[396,"车道控制器","宁武","新大陆 NL-7016","台",1,"南台服务区"]
[397,"车道控制器","宁武","新大陆 NL-7016","台",1,"南台服务区"]
[398,"车道控制器","宁武","新大陆 NL-7016","台",1,"南台服务区"]
[399,"车道控制器","宁武","新大陆 NL-7016","台",1,"南台服务区"]
[400,"车道控制器","宁武","新大陆 NL-7016","台",1,"南台服务区"]
[401,"车道控制器","宁武","新大陆 NL-7016","台",1,"南台服务区"]
[402,"车道控制器","宁武","新大陆 NL-7016","台",1,"南台服务区"]
[403,"车道控制器","宁武","新大陆 NL-7016","台",1,"南台服务区"]
[404,"车道控制器","宁武","新大陆 NL-7016","台",1,"南台服务区"]
[405,"车道通行指示灯控制板","宁武","三思 L9C1B-4","块",1,"兴田收费站"]
[406,"车检器","宁武","德亚 VD112","个",1,"政和收费站"]
[407,"车检器","宁武","德亚 VD112","个",1,"政和收费站"]
[408,"车检器检测模块","宁武","哈工大 LTD-104E","个",1,"政和收费站"]
[409,"车牌自动识别器","宁武","汉王 不详","台",1,"兴田收费站"]
[410,"低压电压互感器","宁武","厦门启和JDZ10-10 10/0.1KV","个",1,"政和收费站"]
[411,"低压电压互感器","宁武","厦门启和JDZ10-10 10/0.1KV","个",1,"政和收费站"]
[412,"仿真器板","宁武","MICROCHIP\nDV244005","套",1,"兴田收费站"]
[413,"费显主控板","宁武","新大陆 MTC","块",1,"政和收费站"]
[414,"服务器","宁武","IBM X3650","台",1,"政和收费站","无硬盘"]
[415,"服务器","宁武","IBM X3650","台",1,"政和收费站","无硬盘"]
[416,"服务器","宁武","IBM X3650","台",1,"政和收费站","无硬盘"]
[417,"服务器","宁武","IBM X3650","台",1,"政和收费站","无硬盘"]
[418,"服务器","宁武","IBM X3650","台",1,"政和收费站","无硬盘"]
[419,"服务器 ","宁武","IBM X3650","台",1,"兴田收费站","无硬盘"]
[420,"服务器 ","宁武","IBM X3650","台",1,"兴田收费站","无硬盘"]
[421,"服务器 ","宁武","IBM X3650","台",1,"兴田收费站","无硬盘"]
[422,"高杆灯","宁武","定制 定制","个",1,"政和收费站"]
[423,"高杆灯","宁武","定制 定制","个",1,"政和收费站"]
[424,"高杆灯","宁武","定制 定制","个",1,"政和收费站"]
[425,"高杆灯","宁武","定制 定制","个",1,"政和收费站"]
[426,"高杆灯","宁武","定制 定制","个",1,"政和收费站"]
[427,"高杆灯","宁武","定制 定制","个",1,"政和收费站"]
[428,"高杆灯","宁武","华强压铸 GC-1000W","个",1,"政和收费站"]
[429,"高杆灯","宁武","华强压铸 GC-1000W","个",1,"政和收费站"]
[430,"高杆灯","宁武","华强压铸 GC-1000W","个",1,"政和收费站"]
[431,"高杆灯","宁武","华强压铸 GC-1000W","个",1,"政和收费站"]
[432,"高杆灯","宁武","华强压铸 GC-1000W","个",1,"政和收费站"]
[433,"高杆灯","宁武","华强压铸 GC-1000W","个",1,"政和收费站"]
[434,"高清摄像机","宁武","英飞拓 V5102-A5014","个",1,"兴田收费站"]
[435,"高压环网柜","宁武","SecoRMU SER-M-12/630","台",1,"政和收费站"]
[436,"工程宝","宁武","莱视威 9300S","台",1,"兴田收费站"]
[437,"工控机","宁武","不详 IPC-6608","台",1,"南台服务区","无硬盘"]
[438,"工控机","宁武","不详 IPC-6608","台",1,"南台服务区","无硬盘"]
[439,"工控机","宁武","不详 IPC-6608","台",1,"南台服务区","无硬盘"]
[440,"工控机","宁武","不详 IPC-6608","台",1,"南台服务区","无硬盘"]
[441,"工控机","宁武","研华 ARK-5260","台",1,"南台服务区","无硬盘"]
[442,"工控机","宁武","研华 ARK-5260-HX","台",1,"南台服务区","无硬盘"]
[443,"工控机","宁武","研华 IPC-610","台",1,"南台服务区","无硬盘"]
[444,"工控机","宁武","研华 IPC-610","台",1,"南台服务区","无硬盘"]
[445,"工控机","宁武","研华 ARK-5260","台",1,"南台服务区","无硬盘"]
[446,"工控机","宁武","研华 ARK 5260","台",1,"南台服务区","无硬盘"]
[447,"工控机","宁武","研华 IPC-610-L","台",1,"南台服务区","无硬盘"]
[448,"工控机","宁武","研华 定制","台",1,"南台服务区","无硬盘"]
[449,"工控机","宁武","研华 TPC-610","台",1,"南台服务区","无硬盘"]
[450,"工控机","宁武","研华 TPC-610","台",1,"南台服务区","无硬盘"]
[451,"工控机","宁武","研华 ARK-5260","台",1,"政和收费站","无硬盘"]
[452,"工控机","宁武","研华 ARK-5260","台",1,"政和收费站","无硬盘"]
[453,"工控机","宁武","研华 ARK-5260","台",1,"政和收费站","无硬盘"]
[454,"工控机","宁武","研华 ARK-5260","台",1,"政和收费站","无硬盘"]
[455,"工控机","宁武","研华 ARK-5260","台",1,"政和收费站","无硬盘"]
[456,"工控机","宁武","研华 ARK-5260","台",1,"政和收费站","无硬盘"]
[457,"工控机","宁武","研华 ARK-5260","台",1,"政和收费站","无硬盘"]
[458,"工控机","宁武","研华 ARK-5260","台",1,"政和收费站","无硬盘"]
[459,"工控机","宁武","研华 IPC-610G","台",1,"政和收费站","无硬盘"]
[460,"工控机","宁武","研华 IPC-610G","台",1,"政和收费站","无硬盘"]
[461,"工控机","宁武","研华 IPC-610G","台",1,"政和收费站","无硬盘"]
[462,"工控机","宁武","研华 IPC-610G","台",1,"政和收费站","无硬盘"]
[463,"工控机","宁武","研华 IPC-610-G","台",1,"政和收费站","无硬盘"]
[464,"工控机","宁武","研华 IPC-610-G","台",1,"政和收费站","无硬盘"]
[465,"工控机","宁武","研华 IPC-610-G","台",1,"政和收费站","无硬盘"]
[466,"工控机","宁武","研华 IPC-610-G","台",1,"政和收费站","无硬盘"]
[467,"工控机","宁武","研华 IPC-610-G","台",1,"政和收费站","无硬盘"]
[468,"工控机","宁武","研华 IPC-610-G","台",1,"政和收费站","无硬盘"]
[469,"工控机","宁武","研华 IPC-610-G","台",1,"政和收费站","无硬盘"]
[470,"工控机","宁武","研华 IPC-610-G","台",1,"政和收费站","无硬盘"]
[471,"工控机","宁武","研华 IPC-610-G","台",1,"政和收费站","无硬盘"]
[472,"工控机","宁武","研华 IPC-610-G","台",1,"政和收费站","无硬盘"]
[473,"工控机","宁武","研华 IPC-610-G","台",1,"政和收费站","无硬盘"]
[474,"工业以太网交换机","宁武","天为 TW-2040G-Y","台",1,"政和收费站"]
[475,"光端机","宁武","诺龙 OTS000E-ST/SR","对",1,"兴田收费站"]
[476,"光端机","宁武","诺龙 OTS010B-SR","个",1,"兴田收费站"]
[477,"光端机","宁武","诺龙 OTS010B-ST","个",1,"兴田收费站"]
[478,"光端机","宁武","诺龙 OTS110M-ST/SR","对",1,"兴田收费站"]
[479,"光端机","宁武","诺龙 OTS-OOOE-ST/SR","对",1,"兴田收费站"]
[480,"光端机","宁武","诺龙 OTS-OOOE-ST/SR","对",1,"兴田收费站"]
[481,"光端机","宁武","中威 OB9211D(D1)-20KM-FC-S-B","对",1,"兴田收费站"]
[482,"光端机","宁武","中威电子 OB9233DTR(1V1D)-60KM-FC-S-B","个",1,"兴田收费站"]
[483,"光端机","宁武","诺龙 OTS000E-ST/SR","对",1,"兴田收费站"]
[484,"光端机","宁武","诺龙 OTS000E-ST/SR","对",1,"兴田收费站"]
[485,"光端机","宁武","中威电子 OB9233DTR(1V1D)","个",1,"兴田收费站"]
[486,"光中继器","宁武","兴电 ASI-V-2-V01","块",1,"政和收费站"]
[487,"户外高压真空断路器","宁武","启和 ZW32-12/TS630","台",1,"南台服务区"]
[488,"机箱电源","宁武","中威 5.5V-125W","个",1,"政和收费站"]
[489,"计算机主机","宁武","HP m7000","台",1,"兴田收费站","无硬盘"]
[490,"计算机主机","宁武","联想 9439","台",1,"兴田收费站","无硬盘"]
[491,"计算机主机","宁武","Lenovo 9439","台",1,"兴田收费站","无硬盘"]
[492,"计算机主机","宁武","联想 ThinkCentre M6400t","台",1,"政和收费站","无硬盘"]
[493,"计算机主机","宁武","联想 ThinkCentre M6400t","台",1,"政和收费站","无硬盘"]
[494,"计算机主机","宁武","联想 ThinkCentre M6400t","台",1,"政和收费站","无硬盘"]
[495,"计算机主机","宁武","联想 ThinkCentre M6400t","台",1,"政和收费站","无硬盘"]
[496,"计算机主机","宁武","联想 ThinkCentre M6400t","台",1,"政和收费站","无硬盘"]
[497,"计算机主机","宁武","联想 ThinkCentre M6400t","台",1,"政和收费站","无硬盘"]
[498,"计算机主机","宁武","联想 ThinkCentre M8400t","台",1,"政和收费站","无硬盘"]
[499,"计算机主机","宁武","联想 ThinkCentre M8400t","台",1,"政和收费站","无硬盘"]
[500,"计算机主机","宁武","联想 ThinkCentre M8400t","台",1,"政和收费站","无硬盘"]
[501,"计算机主机","宁武","联想 ThinkCentre M8400t","台",1,"政和收费站","无硬盘"]
[502,"计算机主机","宁武","联想 ThinkCentre M8400t","台",1,"政和收费站","无硬盘"]
[503,"计算机主机","宁武","联想 ThinkCentre M8400t","台",1,"政和收费站","无硬盘"]
[504,"计算机主机","宁武","联想 ThinkCentre M8400t","台",1,"政和收费站","无硬盘"]
[505,"计算机主机","宁武","联想 ThinkCentre M8400t","台",1,"政和收费站","无硬盘"]
[506,"计算机主机","宁武","联想 ThinkCentre M8400t","台",1,"政和收费站","无硬盘"]
[507,"计算机主机","宁武","联想 M8300T","台",1,"兴田收费站","无硬盘"]
[508,"计算机主机","宁武","ThinkCentre M6100t","台",1,"兴田收费站","无硬盘"]
[509,"计算机主机","宁武","ThinkCentre M6100t","台",1,"兴田收费站","无硬盘"]
[510,"交换机","宁武","思科 WS-C3560X-24T-S","台",1,"政和收费站"]
[511,"交换机电源模块","宁武","思科 C3KX-PWR-350WACV01","个",1,"政和收费站"]
[512,"交流接触器","宁武","ABB A75-30","个",1,"政和收费站"]
[513,"交流接触器","宁武","ABB A50-30","个",1,"政和收费站"]
[514,"交流接触器","宁武","ABB A50-30","个",1,"政和收费站"]
[515,"交流接触器","宁武","ABB A50-30","个",1,"政和收费站"]
[516,"交流接触器","宁武","ABB A75-30","个",1,"政和收费站"]
[517,"交流接触器","宁武","ABB A75-30","个",1,"政和收费站"]
[518,"交流接触器","宁武","ABB A75-30","个",1,"政和收费站"]
[519,"交通信号灯控制板","宁武","不详 2PB-T11004-240","块",1,"兴田收费站"]
[520,"紧急电话分机板","宁武","兴电 ASI-V-2-V031","块",1,"政和收费站"]
[521,"紧急电话分机板","宁武","兴电 ASI-V-2-V031","块",1,"政和收费站"]
[522,"紧急电话分机板","宁武","兴电 ASI-V-2-V031","块",1,"政和收费站"]
[523,"紧急电话分机板","宁武","兴电 ASI-V-2-V031","块",1,"政和收费站"]
[524,"紧急电话分机板","宁武","兴电 ASI-V-2-V031","块",1,"政和收费站"]
[525,"紧急电话分机板","宁武","兴电 ASI-V-2-V031","块",1,"政和收费站"]
[526,"紧急电话分机板","宁武","兴电 ASI-V-2-V031","块",1,"政和收费站"]
[527,"紧急电话分机板","宁武","兴电 ASI-V-2-V031","块",1,"政和收费站"]
[528,"紧急电话分机板","宁武","兴电 ASI_V_2_V031","块",1,"政和收费站"]
[529,"紧急电话分机板","宁武","兴电 ASI_V_2_V031","块",1,"政和收费站"]
[530,"紧急电话分机板","宁武","兴电 ASI_V_2_V031","块",1,"政和收费站"]
[531,"紧急电话分机板","宁武","兴电 ASI_V_2_V031","块",1,"政和收费站"]
[532,"紧急电话分机板","宁武","兴电 ASI_V_2_V031","块",1,"政和收费站"]
[533,"紧急电话分机板","宁武","兴电 ASI_V_2_V031","块",1,"政和收费站"]
[534,"紧急电话分机板","宁武","兴电 ASI_V_2_V031","块",1,"政和收费站"]
[535,"控制板","宁武","三思 HI9BOXC","块",1,"政和收费站"]
[536,"栏杆臂","宁武","不详 不详","根",1,"兴田收费站"]
[537,"栏杆机控制器","宁武","德亚 L14","个",1,"兴田收费站"]
[538,"钠灯镇流器","宁武","GE MSB 400/220V/T","个",5,"兴田收费站"]
[539,"钠灯镇流器","宁武","GE MSB250","个",1,"兴田收费站"]
[540,"钠灯镇流器","宁武","PHILIPS BSN 100L 300l TS","个",2,"兴田收费站"]
[541,"钠灯镇流器","宁武","飞利浦 BSN 400L 300 ITS","个",2,"政和收费站"]
[542,"钠灯镇流器","宁武","飞利浦 BSN400L300","个",1,"兴田收费站"]
[543,"钠灯镇流器","宁武","南亚 NG(JLZ)150Z-I","个",1,"政和收费站"]
[544,"钠灯镇流器","宁武","南亚 NG(JLZ)250Z-I","个",5,"政和收费站"]
[545,"钠灯镇流器","宁武","南亚 NG(JLZ)250Z-I","个",15,"政和收费站"]
[546,"钠灯镇流器","宁武","南亚 NG(JLZ)250Z-I","个",2,"政和收费站"]
[547,"钠灯镇流器","宁武","南亚 NG(JLZ)400Z-IE","个",1,"兴田收费站"]
[548,"钠灯镇流器","宁武","南亚 NG(JLZ)400Z-IE","个",10,"政和收费站"]
[549,"钠灯镇流器","宁武","南亚 NG(JLZ)70Z-I","个",1,"兴田收费站"]
[550,"钠灯镇流器","宁武","南亚 NG(JLZ)70Z-I","个",4,"兴田收费站"]
[551,"钠灯镇流器","宁武","南亚 NG250Z","个",1,"兴田收费站"]
[552,"钠灯镇流器","宁武","南亚 NG250ZNTJ250W","个",1,"政和收费站"]
[553,"钠灯镇流器","宁武","上海亚明 NG400ZNTJ","个",1,"兴田收费站"]
[554,"钠灯镇流器","宁武","源光亚明 NG(JLZ)100Z-I","个",1,"兴田收费站"]
[555,"钠灯镇流器","宁武","源光亚明 NG(JLZ)250Z-I","个",4,"兴田收费站"]
[556,"钠灯镇流器","宁武","源光亚明 NG(JLZ)250Z-I","个",2,"政和收费站"]
[557,"钠灯镇流器","宁武","源光亚明 NG(JLZ)400Z-IE","个",5,"兴田收费站"]
[558,"票据打印机","宁武","Star SP320","台",1,"政和收费站"]
[559,"票据打印机","宁武","Star SP320","台",1,"政和收费站"]
[560,"枪式固定摄像机","宁武","三星 SCB-2001PH","台",1,"兴田收费站"]
[561,"枪式固定摄像机","宁武","三星 SCB-2001PH","台",1,"兴田收费站"]
[562,"枪式遥控摄像机","宁武","金三立 不详","个",1,"兴田收费站"]
[563,"枪式遥控摄像机","宁武","英飞拓 不详","台",1,"兴田收费站"]
[564,"情报板工控机","宁武","上海三思 VMS-X6","台",1,"兴田收费站"]
[565,"球形遥控摄像机支架","宁武","不详 不详","个",1,"兴田收费站"]
[566,"射流风机","宁武","科禄格 KWJ-A-T5NR8JT5/V0.27/1120/GR/6","台",1,"兴田收费站"]
[567,"摄像机","宁武","三星 SCB-2001PH","台",1,"兴田收费站"]
[568,"摄像机","宁武","英飞拓 V1025-2B","个",1,"兴田收费站"]
[569,"数据控制板","宁武","三思 HI9B0XC-5","块",1,"兴田收费站"]
[570,"双电源自动切换开关控制器","宁武","施耐德 B型控制器 AC220/240V","个",1,"政和收费站"]
[571,"水套加热器","宁武","不详 不详","个",1,"兴田收费站"]
[572,"隧道LED灯","宁武","定制 定制","盏",1,"政和收费站"]
[573,"通行指示灯控制板","宁武","三思 L9C1B-2","块",1,"兴田收费站"]
[574,"通行指示灯控制板","宁武","三思 不详","块",1,"兴田收费站"]
[575,"通行指示灯控制板","宁武","三思 L9C1B-2","块",1,"政和收费站"]
[576,"通行指示灯控制板","宁武","三思 L9C1B-2","块",1,"政和收费站"]
[577,"通行指示灯控制板","宁武","三思 L9C1B-2","块",1,"政和收费站"]
[578,"投光灯","宁武","源光亚明 ZY-400","个",5,"南台服务区"]
[579,"投光灯","宁武","源光亚明 ZY-400","个",4,"南台服务区"]
[580,"显示器","宁武","PHILIPS 17S4L","台",1,"政和收费站"]
[581,"显示器","宁武","联想 L197wA","台",1,"政和收费站"]
[582,"显示器","宁武","联想 L197wA","台",1,"政和收费站"]
[583,"显示器","宁武","联想 L197wA","台",1,"政和收费站"]
[584,"显示器","宁武","联想 L197wA","台",1,"政和收费站"]
[585,"显示器","宁武","联想 L197wA","台",1,"政和收费站"]
[586,"显示器","宁武","联想 L197wA","台",1,"政和收费站"]
[587,"显示器","宁武","联想 L197wA","台",1,"政和收费站"]
[588,"显示器","宁武","联想 L197wA","台",1,"政和收费站"]
[589,"显示器","宁武","联想 L197wA","台",1,"政和收费站"]
[590,"显示器","宁武","联想 L197wA","台",1,"政和收费站"]
[591,"显示器","宁武","联想 L197wA","台",1,"政和收费站"]
[592,"显示器","宁武","联想 L197wA","台",1,"政和收费站"]
[593,"显示器","宁武","联想 L197wA","台",1,"政和收费站"]
[594,"显示器","宁武","联想 L197wA","台",1,"政和收费站"]
[595,"显示器","宁武","联想 L197wA","台",1,"政和收费站"]
[596,"压缩机","宁武","CRSS C-1RV152H01AA","台",1,"政和收费站"]
[597,"压缩机","宁武","三菱 RS221VDDC","台",1,"政和收费站"]
[598,"硬盘录像机","宁武","海康威视 HIK/DS-8016HT-S","台",1,"兴田收费站","无硬盘"]
[599,"硬盘录像机","宁武","海康威视 HIK/DS-8016HT-S","台",1,"兴田收费站","无硬盘"]
[600,"字符叠加器","宁武","广州英沙 VDM800","个",1,"兴田收费站"]
[601,"字符叠加器","宁武","广州英沙 VDM802","台",1,"兴田收费站"]
[602,"字符叠加器","宁武","英沙 VDM802","台",1,"兴田收费站"]
[603,"字符叠加器","宁武","英沙 VDM802","台",1,"兴田收费站"]
[604,"ETC车道顶棚信息显示屏","浦南","三思 ETC诱导屏","台",1,"富岭收费站"]
[605,"ETC车道顶棚信息显示屏","浦南","三思 ETC诱导屏","台",1,"富岭收费站"]
[606,"ETC车道顶棚信息显示屏","浦南","三思 C-0620-KXB","台",1,"新村服务区"]
[607,"ETC车道顶棚信息显示屏","浦南","三思 C-0620-KXB","台",1,"新村服务区"]
[608,"ETC车道顶棚信息显示屏","浦南","三思 C-0620-KXB","台",1,"新村服务区"]
[609,"ETC车道顶棚信息显示屏","浦南","三思 C-0620-KXB","台",1,"新村服务区"]
[610,"ETC天线控制器","浦南","金溢 SHINE-G60E","套",1,"兴田收费站"]
[611,"ETC天线控制器","浦南","金溢 SHINE-G60E","套",1,"兴田收费站"]
[612,"PLC输出模块","浦南","欧姆龙CJ1W-OC201型","个",1,"延平收费站"]
[613,"PLC输入模块","浦南","西门子S7-200CPUST20模块","台",1,"延平收费站"]
[614,"UPS不间断电源主机","浦南","科华 FR-UK30L","台",1,"富岭收费站"]
[615,"UPS不间断电源主机","浦南","科华 FR-UK30L","台",1,"富岭收费站"]
[616,"UPS不间断电源主机","浦南","科华 FR-UK30L","台",1,"富岭收费站"]
[617,"UPS不间断电源主机","浦南","科华 FR-UK30L","台",1,"富岭收费站"]
[618,"UPS不间断电源主机","浦南","科华 FR-UK30L","台",1,"富岭收费站"]
[619,"UPS不间断电源主机","浦南","科华 FR-UK30L","台",1,"富岭收费站"]
[620,"UPS不间断电源主机","浦南","科华 FR-UK30L","台",1,"富岭收费站"]
[621,"UPS不间断电源主机","浦南","科华 FR-UK30L","台",1,"富岭收费站"]
[622,"UPS不间断电源主机","浦南","科华 FR-UK30L","台",1,"富岭收费站"]
[623,"UPS不间断电源主机","浦南","科华 FR-UK30L","台",1,"富岭收费站"]
[624,"UPS不间断电源主机","浦南","科华 FR-UK30L","台",1,"富岭收费站"]
[625,"UPS不间断电源主机","浦南","科华 FR-UK30L","台",1,"富岭收费站"]
[626,"UPS不间断电源主机","浦南","科华 FR-UK30L","台",1,"富岭收费站"]
[627,"UPS不间断电源主机","浦南","科华 FR-UK3120","台",1,"南台服务区"]
[628,"UPS通讯卡","浦南","不详 DP722","台",1,"富岭收费站"]
[629,"UPS通讯卡","浦南","不详 DP722","台",1,"富岭收费站"]
[630,"UPS通讯卡","浦南","不详 DP722","台",1,"富岭收费站"]
[631,"VBC控制单元","浦南","U创 VBC","个",1,"兴田收费站"]
[632,"VLD检测单元","浦南","U创 VLD1A","个",1,"兴田收费站"]
[633,"VLD检测单元","浦南","U创 VLD","个",1,"兴田收费站"]
[634,"八角杆","浦南","德亚 KB5/3.28M","根",1,"官路收费站"]
[635,"八角杆","浦南","德亚 KB5/3.28M","根",1,"官路收费站"]
[636,"八角杆","浦南","德亚 KB5/3.28M","根",1,"官路收费站"]
[637,"半球摄像机","浦南","金三立 ST-CC4074A","台",1,"浦城收费站"]
[638,"半球摄像机","浦南","三星 SCD-2080RP","个",1,"浦城收费站"]
[639,"车道控制器","浦南","新大陆 无","台",1,"富岭收费站"]
[640,"车道控制器","浦南","新大陆 无","台",1,"富岭收费站"]
[641,"车道控制器","浦南","新大陆 NL-7016","台",1,"南台服务区"]
[642,"车道控制器","浦南","新大陆 NL-7016","台",1,"南台服务区"]
[643,"车道控制器","浦南","研华","台",1,"浦城收费站"]
[644,"车道控制器","浦南","研华 IPC 6608","台",1,"浦城收费站"]
[645,"车道控制器","浦南","新大陆 NL-7016","台",1,"南台服务区"]
[646,"车道控制器","浦南","新大陆 NL-7016","台",1,"南台服务区"]
[647,"车道控制器","浦南","新大陆 NL-7016","台",1,"南台服务区"]
[648,"车道控制器","浦南","闽高速MGT-C01(02)","台",1,"延平收费站"]
[649,"车道控制器","浦南","新大陆 NL-7016","台",1,"南台服务区"]
[650,"车道控制器","浦南","新大陆 NL-7016","台",1,"南台服务区"]
[651,"车道指示灯","浦南","U创 V8650","台",1,"南台服务区"]
[652,"车道指示灯","浦南","U创 V8650","台",1,"南台服务区"]
[653,"车道指示灯","浦南","三思C-0720-MSL","台",1,"新村服务区"]
[654,"车道指示灯","浦南","三思C-0720-MSL","台",1,"新村服务区"]
[655,"车道指示灯","浦南","三思C-0720-MSL","台",1,"新村服务区"]
[656,"车道指示灯","浦南","三思C-0720-MSL","台",1,"新村服务区"]
[657,"车道指示灯","浦南","三思C-0720-MSL","台",1,"新村服务区"]
[658,"车道指示灯","浦南","三思C-0720-MSL","台",1,"新村服务区"]
[659,"车道指示灯","浦南","三思C-0720-MSL","台",1,"新村服务区"]
[660,"车道指示灯","浦南","三思C-0720-MSL","台",1,"新村服务区"]
[661,"车道指示灯","浦南","三思C-0720-MSL","台",1,"新村服务区"]
[662,"车道指示灯","浦南","U创 V8650","台",1,"南台服务区"]
[663,"车道指示灯","浦南","U创 V8650","台",1,"南台服务区"]
[664,"车道指示灯","浦南","U创 V8650","台",1,"南台服务区"]
[665,"车道指示灯","浦南","U创 V8650","台",1,"南台服务区"]
[666,"车道指示灯","浦南","U创 V8650","台",1,"南台服务区"]
[667,"车道指示灯","浦南","U创 V8650","台",1,"南台服务区"]
[668,"车道指示灯","浦南","U创 V8650","台",1,"南台服务区"]
[669,"车道指示灯","浦南","U创 V8650","台",1,"南台服务区"]
[670,"车道指示灯","浦南","U创 V8650","台",1,"南台服务区"]
[671,"车道指示灯","浦南","U创 V8650","台",1,"南台服务区"]
[672,"车道指示灯","浦南","U创 V8650","台",1,"南台服务区"]
[673,"车道指示灯","浦南","U创 V8650","台",1,"南台服务区"]
[674,"车检器","浦南","定制 定制","个",1,"富岭收费站"]
[675,"车检器检测卡","浦南","NORTECH TD634ES","个",1,"兴田收费站"]
[676,"车牌识别器","浦南","高德威 GW-PR-9902T","套",1,"官路收费站"]
[677,"串口服务器","浦南","东方讯 EIC-NC20D","台",1,"兴田收费站"]
[678,"打印机","浦南","惠普 LaserJet 5200L","台",1,"南台服务区"]
[679,"打印机","浦南","惠普 LaserJet 5200L","台",1,"兴田收费站"]
[680,"打印机","浦南","惠普 LaserJet 5200L","台",1,"南台服务区"]
[681,"打印机","浦南","惠普 LaserJet 5200L","台",1,"南台服务区"]
[682,"打印机","浦南","三星 SF560R","台",1,"兴田收费站"]
[683,"低压电缆","浦南","不详 4*4mm2","千克",3348,"南台服务区"]
[684,"低压电缆","浦南","不详2*1.5","公斤",254,"南台服务区"]
[685,"地埋式变压器","浦南","福州天宇 S11-H-M-RD-160/10","台",1,"兴田收费站"]
[686,"电缆","浦南","不详2*4","公斤",{"v":2421,"d":"2,421"},"南台服务区"]
[687,"电缆","浦南","不详3*4","公斤",116,"南台服务区"]
[688,"电缆","浦南","不详4*4","公斤",{"v":2749,"d":"2,749"},"南台服务区"]
[689,"电缆","浦南","不详4*4","公斤",2000,"南台服务区"]
[690,"电脑主板","浦南","lnter lnter1","块",3,"浦城收费站"]
[691,"电源模块","浦南","定制 BPS6","个",1,"富岭收费站"]
[692,"电源模块","浦南","定制 BPS6","个",1,"富岭收费站"]
[693,"电源盘","浦南","不详 不详","套",1,"兴田收费站"]
[694,"电源盘","浦南","不详 不详","套",1,"兴田收费站"]
[695,"电源盘","浦南","不详 不详","套",1,"兴田收费站"]
[696,"电源盘","浦南","不详 不详","套",1,"兴田收费站"]
[697,"电源盘","浦南","不详 不详","套",1,"兴田收费站"]
[698,"电源盘","浦南","不详 不详","套",1,"兴田收费站"]
[699,"电源盘","浦南","不详 不详","套",1,"兴田收费站"]
[700,"电源盘","浦南","不详 不详","套",1,"兴田收费站"]
[701,"电源线","浦南","不详 2*1.5mm2","千克",645,"南台服务区"]
[702,"电子镇流器","浦南","巨州四通 2x36w","个",17,"浦城收费站"]
[703,"电子镇流器","浦南","信华 40W","个",4,"浦城收费站"]
[704,"发电机调压模块","浦南","LEROY SOMER R 438","个",1,"兴田收费站"]
[705,"防火墙","浦南","黑盾 HD-FW1100","台",1,"富岭收费站"]
[706,"非接触式IC卡读卡器","浦南","航天金卡JKM115A","台",1,"延平收费站"]
[707,"非接触式IC卡读卡器","浦南","航天金卡JKM115A","台",1,"建瓯收费站"]
[708,"非接触式IC卡读卡器","浦南","航天金卡JKM115B","个",1,"建瓯收费站"]
[709,"非接触式IC卡读卡器","浦南","航天金卡JKM115B","个",1,"建瓯收费站"]
[710,"非接触式IC卡读卡器","浦南","航天金卡JKM115B","个",1,"建瓯收费站"]
[711,"非接触式IC卡读卡器","浦南","航天金卡JKM115B","个",1,"建瓯收费站"]
[712,"非接触式IC卡读卡器","浦南","航天金卡 JKM115A","个",1,"兴田收费站"]
[713,"非接触式IC卡读卡器","浦南","航天信息JKM115A","台",1,"延平收费站"]
[714,"非接触式IC卡读卡器","浦南","航天金卡 JK105B","套",1,"富岭收费站"]
[715,"费额显示器","浦南","新大陆NL-7132","台",1,"建瓯收费站"]
[716,"费额显示器","浦南","不详不详","台",1,"延平收费站"]
[717,"费额显示器","浦南","英沙 TRD24c","台",1,"富岭收费站"]
[718,"费额显示器","浦南","英沙 TRD24c","台",1,"富岭收费站"]
[719,"服务器","浦南","IBM X3650","台",1,"兴田收费站","无硬盘"]
[720,"服务器","浦南","1726-HC4","台",1,"富岭收费站","无硬盘"]
[721,"服务器 ","浦南","IBM System X3650 M3","台",1,"兴田收费站","无硬盘"]
[722,"工控机","浦南","不详 IPC-6608","台",1,"南台服务区","无硬盘"]
[723,"工控机","浦南","不详 IPC-6608","台",1,"南台服务区","无硬盘"]
[724,"工控机","浦南","研华 IPC-610MB","台",1,"浦城收费站","无硬盘"]
[725,"工控机","浦南","研华 IPC-610MB","台",1,"浦城收费站","无硬盘"]
[726,"工控机","浦南","研华 IPC-610MB","台",1,"浦城收费站","无硬盘"]
[727,"工控机","浦南","研华 IPC-610MB","台",1,"富岭收费站","无硬盘"]
[728,"工控机CPU","浦南","Q9400","个",1,"浦城收费站"]
[729,"工业以太网交换机","浦南","欧迈特Omate6023-6E-2S","台",1,"延平收费站"]
[730,"工业以太网交换机","浦南","欧迈特Omate6023-6E-2S","台",1,"延平收费站"]
[731,"工业以太网交换机","浦南","westermo L106-F2G","台",1,"兴田收费站"]
[732,"光端机","浦南","中威电子 OB9233DTR(3V↑)-A-W","个",1,"兴田收费站"]
[733,"光端机","浦南","中威电子 OB9233DTR(3V↑)-A-W","个",1,"兴田收费站"]
[734,"光端机","浦南","中威电子 OB9961D(100M)","个",1,"兴田收费站"]
[735,"光端机","浦南","中威电子 OB9961D（E1）-20KM-SC-S-B","对",1,"兴田收费站"]
[736,"光端机","浦南","中威 OB9961D（D01）-40KM-FC-S-B","对",1,"兴田收费站"]
[737,"光端机","浦南","中威电子 OB9233DTR(3V↑)","台",1,"富岭收费站"]
[738,"光端机","浦南","中威电子 OB9961D(100M)","个",1,"兴田收费站"]
[739,"光端机","浦南","中威电子 OB9233DTR(3V)-60KM-FC-S-B-N","个",1,"兴田收费站"]
[740,"光端机","浦南","中威电子 OB9233DTR(3V↑)-A-N","个",1,"兴田收费站"]
[741,"光端机","浦南","中威电子 OB9233DTR(3V↑)-A-N","个",1,"兴田收费站"]
[742,"光端机","浦南","中威电子 OB9233DTR(3V↑)-A-N","个",1,"兴田收费站"]
[743,"光端机","浦南","中威电子 OB9233DTR(3V↑)-A-N","个",1,"兴田收费站"]
[744,"光端机","浦南","中威电子 OB9233DTR(3V↑)-A-N","个",1,"兴田收费站"]
[745,"光端机","浦南","中威电子 OB9233DTR(3V↑)-A-N","个",1,"兴田收费站"]
[746,"光端机","浦南","中威电子 OB9233DTR(3V↑)-A-N","个",1,"兴田收费站"]
[747,"光端机","浦南","中威电子 OB9233DTR(3V↑)-A-N","个",1,"兴田收费站"]
[748,"光端机","浦南","中威电子 OB9233DTR(3V↑)-A-N","个",1,"兴田收费站"]
[749,"光端机","浦南","中威电子 OB9233DTR(3V↑)-A-N","个",1,"兴田收费站"]
[750,"光端机","浦南","中威电子 OB9233DTR(3V↑)-A-N","个",1,"兴田收费站"]
[751,"光端机","浦南","中威电子 OB9233DTR(3V↑)-A-N","个",1,"兴田收费站"]
[752,"光端机","浦南","中威电子 OB9233DTR(3V↑)-A-N","个",1,"兴田收费站"]
[753,"光端机","浦南","中威电子 OB9233DTR(3V↑)-A-N","个",1,"兴田收费站"]
[754,"光端机","浦南","中威电子 OB9233DTR(3V↑)-A-N","个",1,"兴田收费站"]
[755,"光端机","浦南","中威电子 OB9233DTR(4V↑)-B","个",1,"兴田收费站"]
[756,"光端机","浦南","中威 OB18","台",1,"兴田收费站"]
[757,"光端机","浦南","中威电子 OB9961DT(E1)-20KM-SC-S-B","个",1,"富岭收费站"]
[758,"光端机","浦南","中威 OB9233DR(10V+1D)","台",1,"富岭收费站"]
[759,"光纤收发器发射机","浦南","中威 OB9961DT(100M)-40KM-SC-S","个",1,"兴田收费站"]
[760,"回路卡","浦南","爱德华 3-SSDC1C","块",1,"富岭收费站"]
[761,"火灾报警探测器","浦南","GE GS9208","个",1,"兴田收费站"]
[762,"火灾报警探测器","浦南","GE GS9208","个",1,"兴田收费站"]
[763,"火灾报警探测器","浦南","GE GS9208","个",1,"兴田收费站"]
[764,"火灾报警探测器","浦南","GE GS9208","个",1,"兴田收费站"]
[765,"火灾报警探测器","浦南","GE GS9208","个",1,"兴田收费站"]
[766,"火灾报警探测器","浦南","爱德华 GS9208","个",1,"富岭收费站"]
[767,"火灾报警探测器","浦南","GE GS9208","个",1,"兴田收费站"]
[768,"火灾报警探测器","浦南","GE GS9208","个",1,"兴田收费站"]
[769,"火灾报警探测器","浦南","GE GS9208","个",1,"兴田收费站"]
[770,"火灾报警探测器","浦南","GE GS9208","个",1,"兴田收费站"]
[771,"火灾报警探测器","浦南","GE GS9208","个",1,"兴田收费站"]
[772,"火灾报警探测器","浦南","GE GS9208","个",1,"兴田收费站"]
[773,"火灾报警探测器","浦南","GE GS9208","个",1,"兴田收费站"]
[774,"火灾报警探测器","浦南","GE GS9208","个",1,"兴田收费站"]
[775,"火灾报警探测器","浦南","GE GS9208","个",1,"兴田收费站"]
[776,"火灾报警探测器","浦南","GE GS9208","个",1,"兴田收费站"]
[777,"火灾报警探测器","浦南","GE GS9208","个",1,"兴田收费站"]
[778,"火灾报警探测器","浦南","GE GS9208","个",1,"兴田收费站"]
[779,"火灾报警探测器","浦南","爱德华 GS9208/IR2","个",1,"兴田收费站"]
[780,"火灾报警探测器","浦南","爱德华 GS9208/IR2","个",1,"兴田收费站"]
[781,"火灾报警探测器","浦南","爱德华 GS9208/IR2","个",1,"兴田收费站"]
[782,"火灾报警探测器","浦南","爱德华 GS9208/IR2","个",1,"兴田收费站"]
[783,"火灾报警探测器","浦南","爱德华 GS9208/IR2","个",1,"兴田收费站"]
[784,"火灾报警探测器","浦南","爱德华 GS9208/IR2","个",1,"兴田收费站"]
[785,"火灾报警探测器","浦南","爱德华 GS9208/IR2","个",1,"兴田收费站"]
[786,"火灾报警探测器","浦南","爱德华 GS9208/IR2","个",1,"兴田收费站"]
[787,"火灾报警探测器","浦南","爱德华 GS9208/IR2","个",1,"兴田收费站"]
[788,"火灾报警探测器","浦南","爱德华 GS9208/IR2","个",1,"兴田收费站"]
[789,"火灾报警探测器","浦南","爱德华 GS9208/IR2","个",1,"兴田收费站"]
[790,"火灾报警探测器","浦南","爱德华 GS9208/IR2","个",1,"兴田收费站"]
[791,"火灾报警探测器","浦南","爱德华 GS9208/IR2","个",1,"兴田收费站"]
[792,"火灾报警探测器","浦南","爱德华 GS9208/IR2","个",1,"兴田收费站"]
[793,"火灾报警探测器","浦南","爱德华 GS9208/IR2","个",1,"兴田收费站"]
[794,"火灾报警探测器","浦南","爱德华 GS9208/IR2","个",1,"兴田收费站"]
[795,"火灾报警探测器","浦南","爱德华 GS9208/IR2","个",1,"兴田收费站"]
[796,"火灾报警探测器","浦南","爱德华 GS9208/IR2","个",1,"兴田收费站"]
[797,"火灾报警探测器","浦南","爱德华 GS9208/IR2","个",1,"兴田收费站"]
[798,"火灾报警探测器","浦南","爱德华 GS9208/IR2","个",1,"兴田收费站"]
[799,"火灾报警探测器","浦南","爱德华 GS9208/IR2","个",1,"兴田收费站"]
[800,"火灾报警探测器","浦南","爱德华 GS9208/IR2","个",1,"兴田收费站"]
[801,"火灾报警探测器","浦南","爱德华 GS9208/IR2","个",1,"兴田收费站"]
[802,"火灾报警探测器","浦南","爱德华 GS9208/IR2","个",1,"兴田收费站"]
[803,"火灾报警探测器","浦南","爱德华 GS9208/IR2","个",1,"兴田收费站"]
[804,"火灾报警探测器","浦南","爱德华 GS9208/IR2","个",1,"兴田收费站"]
[805,"火灾报警探测器","浦南","爱德华 GS9208/IR2","个",1,"兴田收费站"]
[806,"火灾报警探测器","浦南","爱德华 GS9208/IR2","个",1,"兴田收费站"]
[807,"火灾报警探测器","浦南","爱德华 GS9208/IR2","个",1,"兴田收费站"]
[808,"火灾报警探测器","浦南","GE GS9208","个",1,"兴田收费站"]
[809,"火灾报警探测器","浦南","爱德华 GS9208/IR2","个",1,"富岭收费站"]
[810,"火灾报警探测器","浦南","爱德华 GS9208/IR2","个",1,"富岭收费站"]
[811,"火灾报警探测器","浦南","爱德华 GS9208/IR2","个",1,"富岭收费站"]
[812,"火灾报警探测器","浦南","爱德华 GS9208/IR2","个",1,"富岭收费站"]
[813,"火灾报警探测器","浦南","爱德华 GS9208/IR2","个",1,"富岭收费站"]
[814,"火灾报警探测器","浦南","爱德华 GS9208/IR2","个",1,"富岭收费站"]
[815,"火灾报警探测器","浦南","爱德华 GS9208/IR2","个",1,"富岭收费站"]
[816,"火灾报警探测器","浦南","爱德华 GS9208/IR2","个",1,"富岭收费站"]
[817,"火灾报警探测器","浦南","爱德华 GS9208/IR2","个",1,"富岭收费站"]
[818,"火灾报警探测器","浦南","爱德华 GS9208/IR2","个",1,"兴田收费站"]
[819,"火灾报警探测器","浦南","爱德华 GS9208/IR2","个",1,"兴田收费站"]
[820,"火灾报警探测器","浦南","爱德华 GS9208/IR2","个",1,"兴田收费站"]
[821,"火灾报警探测器","浦南","爱德华 GS9208/IR2","个",1,"兴田收费站"]
[822,"火灾报警探测器","浦南","爱德华 GS9208/IR2","个",1,"兴田收费站"]
[823,"火灾报警探测器","浦南","爱德华 GS9208/IR2","个",1,"兴田收费站"]
[824,"火灾报警探测器","浦南","爱德华 GS9208/IR2","个",1,"兴田收费站"]
[825,"火灾报警探测器","浦南","爱德华 GS9208/IR2","个",1,"兴田收费站"]
[826,"火灾报警探测器","浦南","爱德华 GS9208/IR2","个",1,"兴田收费站"]
[827,"火灾报警探测器","浦南","爱德华 GS9208/IR2","个",1,"兴田收费站"]
[828,"火灾报警探测器","浦南","爱德华 GS9208/IR2","个",1,"兴田收费站"]
[829,"火灾报警探测器","浦南","爱德华 GS9208/IR2","个",1,"兴田收费站"]
[830,"火灾报警探测器","浦南","爱德华 GS9208/IR2","个",1,"兴田收费站"]
[831,"火灾报警探测器","浦南","爱德华 GS9208/IR2","个",1,"兴田收费站"]
[832,"火灾报警探测器","浦南","爱德华 GS9208/IR2","个",1,"兴田收费站"]
[833,"火灾报警探测器","浦南","爱德华 GS9208/IR2","个",1,"兴田收费站"]
[834,"火灾报警探测器","浦南","爱德华 GS9208/IR2","个",1,"兴田收费站"]
[835,"火灾报警探测器","浦南","爱德华 GS9208/IR2","个",1,"兴田收费站"]
[836,"火灾报警探测器","浦南","爱德华 GS9208/IR2","个",1,"兴田收费站"]
[837,"火灾报警探测器","浦南","爱德华 GS9208/IR2","个",1,"兴田收费站"]
[838,"火灾报警探测器","浦南","爱德华 GS9208/IR2","个",1,"兴田收费站"]
[839,"火灾报警探测器","浦南","爱德华 GS9208/IR2","个",1,"兴田收费站"]
[840,"火灾报警探测器","浦南","爱德华 GS9208/IR2","个",1,"兴田收费站"]
[841,"火灾报警探测器","浦南","爱德华 GS9208/IR2","个",1,"兴田收费站"]
[842,"火灾报警探测器","浦南","爱德华 GS9208/IR2","个",1,"兴田收费站"]
[843,"火灾报警探测器","浦南","爱德华 GS9208/IR2","个",1,"兴田收费站"]
[844,"火灾报警探测器","浦南","爱德华 GS9208/IR2","个",1,"兴田收费站"]
[845,"火灾报警探测器","浦南","爱德华 GS9208/IR2","个",1,"兴田收费站"]
[846,"火灾报警探测器","浦南","爱德华 GS9208/IR2","个",1,"兴田收费站"]
[847,"火灾报警探测器","浦南","爱德华 GS9208/IR2","个",1,"兴田收费站"]
[848,"火灾报警探测器","浦南","爱德华 GS9208/IR2","个",1,"兴田收费站"]
[849,"火灾报警探测器","浦南","爱德华 GS9208/IR2","个",1,"兴田收费站"]
[850,"火灾报警探测器","浦南","爱德华 GS9208/IR2","个",1,"兴田收费站"]
[851,"火灾报警探测器","浦南","爱德华 GS9208/IR2","个",1,"兴田收费站"]
[852,"火灾报警探测器","浦南","爱德华 GS9208/IR2","个",1,"兴田收费站"]
[853,"火灾报警探测器","浦南","爱德华 GS9208/IR2","个",1,"兴田收费站"]
[854,"火灾报警探测器","浦南","爱德华 GS9208/IR2","个",1,"兴田收费站"]
[855,"火灾报警探测器","浦南","爱德华 GS9208/IR2","个",1,"兴田收费站"]
[856,"火灾报警探测器","浦南","爱德华 GS9208/IR2","个",1,"兴田收费站"]
[857,"火灾报警探测器","浦南","爱德华 GS9208/IR2","个",1,"兴田收费站"]
[858,"火灾报警探测器","浦南","爱德华 GS9208/IR2","个",1,"兴田收费站"]
[859,"火灾报警探测器","浦南","爱德华 GS9208/IR2","个",1,"兴田收费站"]
[860,"火灾报警探测器","浦南","爱德华 GS9208/IR2","个",1,"兴田收费站"]
[861,"火灾报警探测器","浦南","爱德华 GS9208/IR2","个",1,"兴田收费站"]
[862,"火灾报警探测器","浦南","爱德华 GS9208/IR2","个",1,"兴田收费站"]
[863,"火灾报警探测器","浦南","爱德华 GS9208/IR2","个",1,"兴田收费站"]
[864,"火灾报警探测器","浦南","爱德华 GS9208/IR2","个",1,"兴田收费站"]
[865,"火灾报警探测器","浦南","爱德华 GS9208/IR2","个",1,"兴田收费站"]
[866,"火灾报警探测器","浦南","爱德华 GS9208/IR2","个",1,"兴田收费站"]
[867,"火灾报警探测器","浦南","爱德华 GS9208/IR2","个",1,"兴田收费站"]
[868,"火灾报警探测器","浦南","爱德华 GS9208/IR2","个",1,"兴田收费站"]
[869,"火灾报警探测器","浦南","爱德华 GS9208/IR2","个",1,"兴田收费站"]
[870,"火灾报警探测器","浦南","爱德华 GS9208/IR2","个",1,"兴田收费站"]
[871,"火灾报警探测器","浦南","爱德华 GS9208/IR2","个",1,"兴田收费站"]
[872,"火灾报警探测器","浦南","爱德华 GS9208/IR2","个",1,"兴田收费站"]
[873,"火灾报警探测器","浦南","爱德华 GS9208/IR2","个",1,"兴田收费站"]
[874,"火灾报警探测器","浦南","爱德华 GS9208/IR2","个",1,"兴田收费站"]
[875,"火灾报警探测器","浦南","爱德华 GS9208/IR2","个",1,"兴田收费站"]
[876,"火灾报警探测器","浦南","爱德华 GS9208/IR2","个",1,"兴田收费站"]
[877,"火灾报警探测器","浦南","爱德华 GS9208/IR2","个",1,"兴田收费站"]
[878,"火灾报警探测器","浦南","爱德华 GS9208/IR2","个",1,"兴田收费站"]
[879,"火灾报警探测器","浦南","爱德华 GS9208/IR2","个",1,"兴田收费站"]
[880,"火灾报警探测器","浦南","爱德华 GS9208/IR2","个",1,"兴田收费站"]
[881,"火灾报警探测器","浦南","爱德华 GS9208/IR2","个",1,"兴田收费站"]
[882,"火灾报警探测器","浦南","爱德华 GS9208/IR2","个",1,"兴田收费站"]
[883,"火灾报警探测器","浦南","爱德华 GS9208/IR2","个",1,"兴田收费站"]
[884,"火灾报警探测器","浦南","爱德华 GS9208/IR2","个",1,"兴田收费站"]
[885,"火灾报警探测器","浦南","爱德华 GS9208/IR2","个",1,"兴田收费站"]
[886,"火灾报警探测器","浦南","爱德华 GS9208/IR2","个",1,"兴田收费站"]
[887,"火灾报警探测器","浦南","爱德华 GS9208/IR2","个",1,"兴田收费站"]
[888,"火灾报警探测器","浦南","爱德华 GS9208/IR2","个",1,"兴田收费站"]
[889,"火灾报警探测器","浦南","爱德华 GS9208/IR2","个",1,"兴田收费站"]
[890,"火灾报警探测器","浦南","爱德华 GS9208/IR2","个",1,"兴田收费站"]
[891,"火灾报警探测器","浦南","爱德华 GS9208/IR2","个",1,"兴田收费站"]
[892,"火灾报警探测器","浦南","爱德华 GS9208/IR2","个",1,"兴田收费站"]
[893,"火灾报警探测器","浦南","爱德华 GS9208/IR2","个",1,"兴田收费站"]
[894,"火灾报警探测器","浦南","爱德华 GS9208/IR2","个",1,"兴田收费站"]
[895,"火灾报警探测器","浦南","爱德华 GS9208/IR2","个",1,"兴田收费站"]
[896,"火灾报警探测器","浦南","爱德华 GS9208/IR2","个",1,"兴田收费站"]
[897,"火灾报警探测器","浦南","爱德华 GS9208/IR2","个",1,"兴田收费站"]
[898,"火灾报警探测器","浦南","爱德华 GS9208/IR2","个",1,"兴田收费站"]
[899,"火灾报警探测器","浦南","爱德华 GS9208/IR2","个",1,"兴田收费站"]
[900,"火灾报警探测器","浦南","爱德华 GS9208/IR2","个",1,"兴田收费站"]
[901,"火灾报警探测器","浦南","爱德华 GS9208/IR2","个",1,"兴田收费站"]
[902,"火灾报警探测器","浦南","爱德华 GS9208/IR2","个",1,"兴田收费站"]
[903,"火灾报警探测器","浦南","爱德华 GS9208/IR2","个",1,"兴田收费站"]
[904,"火灾报警探测器","浦南","爱德华 GS9208/IR2","个",1,"兴田收费站"]
[905,"火灾报警探测器","浦南","爱德华 GS9208/IR2","个",1,"兴田收费站"]
[906,"火灾报警探测器","浦南","爱德华 GS9208/IR2","个",1,"兴田收费站"]
[907,"火灾报警探测器","浦南","爱德华 GS9208/IR2","个",1,"兴田收费站"]
[908,"火灾报警探测器","浦南","爱德华 GS9208/IR2","个",1,"兴田收费站"]
[909,"火灾报警探测器","浦南","爱德华 GS9208/IR2","个",1,"兴田收费站"]
[910,"火灾报警探测器","浦南","爱德华 GS9208/IR2","个",1,"兴田收费站"]
[911,"火灾报警探测器","浦南","爱德华 GS9208/IR2","个",1,"兴田收费站"]
[912,"火灾报警探测器","浦南","爱德华 GS9208/IR2","个",1,"兴田收费站"]
[913,"火灾报警探测器","浦南","爱德华 GS9208/IR2","个",1,"兴田收费站"]
[914,"火灾报警探测器","浦南","爱德华 GS9208/IR2","个",1,"兴田收费站"]
[915,"火灾报警探测器","浦南","爱德华 GS9208/IR2","个",1,"兴田收费站"]
[916,"火灾报警探测器","浦南","爱德华 GS9208/IR2","个",1,"兴田收费站"]
[917,"火灾报警探测器","浦南","爱德华 GS9208/IR2","个",1,"兴田收费站"]
[918,"火灾报警探测器","浦南","爱德华 GS9208/IR2","个",1,"兴田收费站"]
[919,"火灾报警探测器","浦南","爱德华 GS9208/IR2","个",1,"兴田收费站"]
[920,"火灾报警探测器","浦南","爱德华 GS9208/IR2","个",1,"兴田收费站"]
[921,"火灾报警探测器","浦南","爱德华 GS9208/IR2","个",1,"兴田收费站"]
[922,"火灾报警探测器","浦南","爱德华 GS9208/IR2","个",1,"兴田收费站"]
[923,"火灾报警探测器","浦南","爱德华 GS9208/IR2","个",1,"兴田收费站"]
[924,"火灾报警探测器","浦南","爱德华 GS9208/IR2","个",1,"兴田收费站"]
[925,"火灾报警探测器","浦南","爱德华 GS9208/IR2","个",1,"兴田收费站"]
[926,"火灾报警探测器","浦南","爱德华 GS9208/IR2","个",1,"兴田收费站"]
[927,"火灾报警探测器","浦南","爱德华 GS9208/IR2","个",1,"兴田收费站"]
[928,"火灾报警探测器","浦南","爱德华 GS9208/IR2","个",1,"兴田收费站"]
[929,"计算机主机","浦南","联想 9439","台",1,"兴田收费站","无硬盘"]
[930,"计算机主机","浦南","Lenovo 9439","台",1,"兴田收费站","无硬盘"]
[931,"计算机主机","浦南","Lenovo 9439","台",1,"兴田收费站","无硬盘"]
[932,"计算机主机","浦南","IBM M55E","台",1,"兴田收费站","无硬盘"]
[933,"计算机主机","浦南","IBMM55E","台",1,"延平收费站","无硬盘"]
[934,"计算机主机","浦南","IBMM55E","台",1,"延平收费站","无硬盘"]
[935,"计算机主机","浦南","IBMM55E","台",1,"延平收费站","无硬盘"]
[936,"计算机主机","浦南","IBMM55E","台",1,"延平收费站","无硬盘"]
[937,"计算机主机","浦南","IBMM55E","台",1,"延平收费站","无硬盘"]
[938,"计算机主机","浦南","Lenovo 9439","台",1,"兴田收费站","无硬盘"]
[939,"计算机主机","浦南","惠普XW4100","台",1,"延平收费站","无硬盘"]
[940,"计算机主机","浦南","联想 9439","台",1,"富岭收费站","无硬盘"]
[941,"计算机主机","浦南","联想 9439","台",1,"富岭收费站","无硬盘"]
[942,"计算机主机","浦南","联想 M8300t","台",1,"兴田收费站","无硬盘"]
[943,"计算机主机","浦南","ThinkCentre M6100t","台",1,"兴田收费站","无硬盘"]
[944,"计算机主机","浦南","联想 9439","台",1,"兴田收费站","无硬盘"]
[945,"计算机主机","浦南","联想 9439","台",1,"兴田收费站","无硬盘"]
[946,"计算机主机","浦南","联想 9439","台",1,"兴田收费站","无硬盘"]
[947,"计算机主机","浦南","联想 9439","台",1,"富岭收费站","无硬盘"]
[948,"交流接触器","浦南","施耐德 LC1D95M7C","个",1,"富岭收费站"]
[949,"交通信号灯","浦南","上海三思 四显：控制板L8C5A-2","个",1,"南台服务区"]
[950,"交通信号灯","浦南","三思 C-0703","台",1,"南台服务区"]
[951,"交通信号灯","浦南","三思C-0703","个",1,"南台服务区"]
[952,"交通信号灯","浦南","三思C-0703","个",1,"南台服务区"]
[953,"交通信号灯","浦南","三思C-0703","个",1,"南台服务区"]
[954,"交通信号灯","浦南","三思C-0703","个",1,"南台服务区"]
[955,"交通信号灯","浦南","三思C-0703","个",1,"南台服务区"]
[956,"交通信号灯","浦南","三思C-0703","个",1,"南台服务区"]
[957,"矩阵键盘","浦南","上海安防 HD-SC900","个",2,"浦城收费站"]
[958,"矩阵键盘","浦南","安防 HD-SC600","个",2,"浦城收费站"]
[959,"矩阵键盘","浦南","安防 HD-SC600","个",1,"浦城收费站"]
[960,"矩阵键盘","浦南","上海安防 HD-SC600","个",1,"浦城收费站"]
[961,"矩阵切换器","浦南","宏控 RGB-1604","个",1,"浦城收费站"]
[962,"开关量模块","浦南","欧姆龙 CJ1W-ID211","个",1,"富岭收费站"]
[963,"控制器","浦南","ComAp InteliLite MRS 16","个",1,"兴田收费站"]
[964,"栏杆臂","浦南","诚通达 不详","根",1,"兴田收费站"]
[965,"栏杆臂","浦南","U创 KB5","根",1,"富岭收费站"]
[966,"栏杆臂","浦南","不详 不详","根",1,"兴田收费站"]
[967,"栏杆臂","浦南","德亚 KB4S/3.5M","根",1,"官路收费站"]
[968,"栏杆臂","浦南","德亚 KB4S/3.5M","根",1,"官路收费站"]
[969,"栏杆臂","浦南","德亚 KB5/3.28M","根",1,"官路收费站"]
[970,"栏杆臂","浦南","德亚 KB5/3.28M","根",1,"富岭收费站"]
[971,"钠灯镇流器","浦南","源光亚明 1000W","个",3,"浦城收费站"]
[972,"钠灯镇流器","浦南","源光亚明 1000W","个",10,"浦城收费站"]
[973,"钠灯镇流器","浦南","GE MSB400/220V/T","个",1,"兴田收费站"]
[974,"钠灯镇流器","浦南","PHILIPS BSN 250L 300 I TS","个",1,"兴田收费站"]
[975,"钠灯镇流器","浦南","PHILIPS BSN 400L 300 I TS","个",9,"兴田收费站"]
[976,"钠灯镇流器","浦南","南亚 NG100Z","个",1,"兴田收费站"]
[977,"钠灯镇流器","浦南","南亚 NG100Z","个",2,"兴田收费站"]
[978,"钠灯镇流器","浦南","南亚 NG250Z","个",22,"兴田收费站"]
[979,"钠灯镇流器","浦南","南亚 NG250Z","个",3,"兴田收费站"]
[980,"钠灯镇流器","浦南","南亚 NG400Z","个",1,"兴田收费站"]
[981,"钠灯镇流器","浦南","南亚 NG400Z","个",3,"兴田收费站"]
[982,"钠灯镇流器","浦南","源光亚明 NG(JLZ)400Z-F","个",1,"兴田收费站"]
[983,"钠灯镇流器","浦南","裕禾 40w","个",8,"浦城收费站"]
[984,"钠灯镇流器","浦南","GE MSB 250/220V/T","个",1,"兴田收费站"]
[985,"钠灯镇流器","浦南","GE MSB 250/220V/T","个",1,"兴田收费站"]
[986,"钠灯镇流器","浦南","GE MSB 400/220V/T","个",2,"兴田收费站"]
[987,"钠灯镇流器","浦南","PHILIPS BSN 250L 300 ITS","个",1,"兴田收费站"]
[988,"钠灯镇流器","浦南","南亚 250W","个",34,"富岭收费站"]
[989,"钠灯镇流器","浦南","南亚 400W","个",72,"富岭收费站"]
[990,"钠灯镇流器","浦南","南亚 NG(JLZ)400Z-IE","个",3,"兴田收费站"]
[991,"钠灯镇流器","浦南","南亚 NG(JLZ)400Z-IE","个",1,"兴田收费站"]
[992,"钠灯镇流器","浦南","南亚 NG250Z","个",4,"兴田收费站"]
[993,"钠灯镇流器","浦南","南亚 NG250Z","个",5,"兴田收费站"]
[994,"钠灯镇流器","浦南","南亚 NG400Z","个",4,"兴田收费站"]
[995,"钠灯镇流器","浦南","南亚 NG400Z","个",6,"兴田收费站"]
[996,"钠灯镇流器","浦南","上海亚明 NG400ZNTJ","个",3,"兴田收费站"]
[997,"内存条","浦南","kingston 512M","条",2,"浦城收费站"]
[998,"票据打印机","浦南","Star SP320","台",1,"富岭收费站"]
[999,"枪式固定摄像机","浦南","三星 SCB-2001PH","台",1,"富岭收费站"]
[1000,"枪式固定摄像机","浦南","三星 SCB-2001PH","台",1,"兴田收费站"]
[1001,"枪式固定摄像机","浦南","三星 SCB-5003PH","台",1,"富岭收费站"]
[1002,"枪式固定摄像机","浦南","三星 SCC-B2007P","个",1,"浦城收费站"]
[1003,"枪式固定摄像机","浦南","三星 SCC-B2007P","个",1,"浦城收费站"]
[1004,"枪式固定摄像机","浦南","三星 SCC-B2007P","个",1,"富岭收费站"]
[1005,"枪式遥控摄像机","浦南","亚安 YS3040","台",1,"兴田收费站"]
[1006,"枪式遥控摄像机","浦南","亚安 不详","台",1,"兴田收费站"]
[1007,"枪式遥控摄像机","浦南","大华 不详","台",1,"兴田收费站"]
[1008,"枪式遥控摄像机","浦南","亚安 YS3040","台",1,"兴田收费站"]
[1009,"枪式遥控摄像机","浦南","金三立 ST-CC8189","台",1,"富岭收费站"]
[1010,"枪式遥控摄像机","浦南","亚安 S3041","台",1,"富岭收费站"]
[1011,"枪式遥控摄像机","浦南","上海安防 SD532-CX45","台",1,"富岭收费站"]
[1012,"枪式遥控摄像机","浦南","三星 SCP-2251P","台",1,"富岭收费站"]
[1013,"枪式遥控摄像机","浦南","上海安防 SD533","台",1,"浦城收费站"]
[1014,"枪式遥控摄像机","浦南","上海安防 SD533","台",1,"富岭收费站"]
[1015,"枪式遥控摄像机","浦南","上海安防 SD533","台",1,"富岭收费站"]
[1016,"枪式遥控摄像机","浦南","上海安防 SD533","台",1,"富岭收费站"]
[1017,"枪式遥控摄像机","浦南","亚安 YA3060","台",1,"富岭收费站"]
[1018,"枪式遥控摄像机","浦南","亚安 YS3040/4511","台",1,"兴田收费站"]
[1019,"切割机","浦南","红超人 S1M-RC-100","个",1,"浦城收费站"]
[1020,"情报板LED模块","浦南","上海三思 HM3R1G25-2","块",1,"兴田收费站"]
[1021,"情报板工控机","浦南","三思VWM-X6","台",1,"延平收费站"]
[1022,"球形遥控摄像机","浦南","大华 DH-SD6582A-HN","台",1,"富岭收费站"]
[1023,"球形遥控摄像机","浦南","大华 DH-SD6582A-HN","台",1,"富岭收费站"]
[1024,"摄像机","浦南","三洋 VCC-6592PC","个",1,"兴田收费站"]
[1025,"摄像机","浦南","三洋 VCC-6598PC","个",1,"兴田收费站"]
[1026,"摄像机","浦南","三洋 VCC-6598PC","个",1,"兴田收费站"]
[1027,"摄像机","浦南","三洋 VCC-6598PC","个",1,"兴田收费站"]
[1028,"摄像机","浦南","三洋 VCC-6598PC","个",1,"兴田收费站"]
[1029,"摄像机","浦南","三洋 VCC-6598PC","个",1,"兴田收费站"]
[1030,"摄像机","浦南","三洋 VCC-6598PC","个",1,"兴田收费站"]
[1031,"摄像机","浦南","三星 SCC-B2007P","台",1,"富岭收费站"]
[1032,"摄像机","浦南","三星 SCC-B2037P","台",1,"富岭收费站"]
[1033,"摄像机","浦南","三星 SCC-B2037P","套",1,"富岭收费站"]
[1034,"摄像机","浦南","三星 SCC-B2333P","台",1,"富岭收费站"]
[1035,"摄像机","浦南","金三立 ST-CC6150/52/54","台",1,"富岭收费站"]
[1036,"摄像机","浦南","金三立 ST-CC6150/52/54","台",1,"富岭收费站"]
[1037,"摄像机","浦南","三洋 VCC-6598PC","个",1,"浦城收费站"]
[1038,"摄像机","浦南","JVC TK-C215EC","台",1,"富岭收费站"]
[1039,"摄像机","浦南","JVC TK-C215EC","台",1,"富岭收费站"]
[1040,"摄像机","浦南","JVC TK-C215EC","台",1,"富岭收费站"]
[1041,"摄像机","浦南","JVC TK-C215EC","台",1,"富岭收费站"]
[1042,"摄像机","浦南","三星 SCC-B2007P","台",1,"富岭收费站"]
[1043,"摄像机","浦南","三星 SCC-B2007P","台",1,"富岭收费站"]
[1044,"摄像机","浦南","三星 SCC-B2007P","台",1,"富岭收费站"]
[1045,"摄像机","浦南","三星 SCC-B2007P","台",1,"富岭收费站"]
[1046,"摄像机","浦南","三星 SCC-B2007P","个",1,"兴田收费站"]
[1047,"摄像机","浦南","三星 SCC-B2007P","个",1,"兴田收费站"]
[1048,"摄像机","浦南","三星 SCC-B2007P","台",1,"兴田收费站"]
[1049,"摄像机","浦南","三星 SCC-B2007P","台",1,"兴田收费站"]
[1050,"收费键盘","浦南","新大陆 NL-7200","个",1,"浦城收费站"]
[1051,"收费键盘","浦南","新大陆 NL-7200","个",1,"浦城收费站"]
[1052,"收费键盘","浦南","新大陆 NL-7200","个",1,"浦城收费站"]
[1053,"收费票亭","浦南","德兴 单向收费票亭","个",1,"官路收费站"]
[1054,"通行指示灯","浦南","三思C0720-MSL","个",1,"南台服务区"]
[1055,"通行指示灯","浦南","三思C0720-MSL","个",1,"南台服务区"]
[1056,"通行指示灯","浦南","三思C0720-MSL","个",1,"南台服务区"]
[1057,"通行指示灯","浦南","三思C0720-MSL","个",1,"南台服务区"]
[1058,"通行指示灯","浦南","三思C0720-MSL","个",1,"南台服务区"]
[1059,"通行指示灯","浦南","三思C0720-MSL","个",1,"南台服务区"]
[1060,"通行指示灯","浦南","三思C0720-MSL","个",1,"南台服务区"]
[1061,"通行指示灯","浦南","三思C0720-MSL","个",1,"南台服务区"]
[1062,"通行指示灯","浦南","三思C0720-MSL","个",1,"南台服务区"]
[1063,"通行指示灯","浦南","三思C0720-MSL","个",1,"南台服务区"]
[1064,"通行指示灯","浦南","三思C0720-MSL","个",1,"南台服务区"]
[1065,"通行指示灯","浦南","三思C0720-MSL","个",1,"南台服务区"]
[1066,"通行指示灯","浦南","三思C0720-MSL","个",1,"南台服务区"]
[1067,"通行指示灯","浦南","三思C0720-MSL","个",1,"南台服务区"]
[1068,"通行指示灯","浦南","三思C0720-MSL","个",1,"南台服务区"]
[1069,"通行指示灯","浦南","三思C0720-MSL","个",1,"南台服务区"]
[1070,"通行指示灯","浦南","三思C0720-MSL","个",1,"南台服务区"]
[1071,"通行指示灯","浦南","三思C0720-MSL","个",1,"南台服务区"]
[1072,"通行指示灯","浦南","三思C0720-MSL","个",1,"南台服务区"]
[1073,"通行指示灯","浦南","三思C0720-MSL","个",1,"南台服务区"]
[1074,"通行指示灯","浦南","三思C0720-MSL","个",1,"南台服务区"]
[1075,"通行指示灯","浦南","三思C0720-MSL","个",1,"南台服务区"]
[1076,"通行指示灯","浦南","三思C0720-MSL","个",1,"南台服务区"]
[1077,"通行指示灯","浦南","三思C0720-MSL","个",1,"南台服务区"]
[1078,"通行指示灯","浦南","三思C0720-MSL","个",1,"南台服务区"]
[1079,"通行指示灯","浦南","三思C0720-MSL","个",1,"南台服务区"]
[1080,"通行指示灯","浦南","三思C0720-MSL","个",1,"南台服务区"]
[1081,"通行指示灯","浦南","三思C0720-MSL","个",1,"南台服务区"]
[1082,"通行指示灯","浦南","三思C0720-MSL","个",1,"南台服务区"]
[1083,"通行指示灯","浦南","三思C0720-MSL","个",1,"南台服务区"]
[1084,"通行指示灯","浦南","三思C0720-MSL","个",1,"南台服务区"]
[1085,"通行指示灯","浦南","三思C0720-MSL","个",1,"南台服务区"]
[1086,"通行指示灯","浦南","三思C0720-MSL","个",1,"南台服务区"]
[1087,"通行指示灯","浦南","三思C0720-MSL","个",1,"南台服务区"]
[1088,"通行指示灯","浦南","三思C0720-MSL","个",1,"南台服务区"]
[1089,"通行指示灯","浦南","三思C0720-MSL","个",1,"南台服务区"]
[1090,"通行指示灯","浦南","三思C0720-MSL","个",1,"南台服务区"]
[1091,"通行指示灯","浦南","三思C0720-MSL","个",1,"南台服务区"]
[1092,"通行指示灯","浦南","三思C0720-MSL","个",1,"南台服务区"]
[1093,"通行指示灯","浦南","三思C0720-MSL","个",1,"南台服务区"]
[1094,"通行指示灯","浦南","三思C0720-MSL","个",1,"南台服务区"]
[1095,"通行指示灯","浦南","三思C0720-MSL","个",1,"南台服务区"]
[1096,"通行指示灯","浦南","三思C0720-MSL","个",1,"南台服务区"]
[1097,"通行指示灯","浦南","三思C0720-MSL","个",1,"南台服务区"]
[1098,"通行指示灯","浦南","三思C0720-MSL","个",1,"南台服务区"]
[1099,"外置软驱","浦南","三星 SFD-321B","个",1,"兴田收费站"]
[1100,"显卡","浦南","NVIDIA 256M","套",1,"浦城收费站"]
[1101,"显示器","浦南","联想L197wD","台",1,"延平收费站"]
[1102,"显示器","浦南","联想 9417-HC2","台",1,"富岭收费站"]
[1103,"显示器","浦南","飞利浦 150S8","台",1,"富岭收费站"]
[1104,"显示器","浦南","联想 9417-HC2","台",1,"富岭收费站"]
[1105,"显示器","浦南","联想 9417-HC2","台",1,"富岭收费站"]
[1106,"显示器","浦南","联想 9417-HC2","台",1,"富岭收费站"]
[1107,"显示器","浦南","联想 9417-HC2","台",1,"富岭收费站"]
[1108,"显示器","浦南","联想 9417-HC2","台",1,"富岭收费站"]
[1109,"显示器","浦南","联想 9417-HC2","台",1,"富岭收费站"]
[1110,"显示器","浦南","联想 9417-HC2","台",1,"富岭收费站"]
[1111,"显示器","浦南","联想 9227-AE6","台",1,"富岭收费站"]
[1112,"显示器","浦南","安美特 AN-150A01","台",1,"富岭收费站"]
[1113,"显示器","浦南","IBM 4943-HC1","台",1,"富岭收费站"]
[1114,"自动发卡机","浦南","朗为 TCR81","台",1,"南台服务区"]
[1115,"自动发卡机","浦南","朗为 TCR-81i","台",1,"南台服务区"]
[1116,"自动发卡机","浦南","朗为 TCR81B","台",1,"浦城收费站"]
[1117,"自动栏杆机","浦南","恒富威MAG-25","台",1,"建瓯收费站"]
[1118,"自动栏杆机","浦南","恒富威MAG-25","台",1,"建瓯收费站"]
[1119,"自动栏杆机","浦南","恒富威MAG-25","台",1,"建瓯收费站"]
[1120,"自动栏杆机","浦南","恒富威MAG-25","台",1,"建瓯收费站"]
[1121,"自动栏杆机","浦南","Magnetic MIB-10","台",1,"南台服务区"]
[1122,"自动栏杆机","浦南","U创 Q150","台",1,"富岭收费站"]
[1123,"自动栏杆机","浦南","U创 Q150","台",1,"富岭收费站"]
[1124,"自动收发卡机","浦南","U创 V8259H","台",1,"仙阳收费站"]
[1125,"自动收发卡机","浦南","U创 V8259H","台",1,"临江收费站"]
[1126,"自动收发卡机","浦南","U创 V8656AS","台",1,"临江收费站"]
[1127,"自动收发卡机","浦南","U创 V8656-Q.W.R","台",1,"临江收费站"]
[1128,"自动收发卡机","浦南","U创 V8656-Q.W.S","台",1,"临江收费站"]
[1129,"自动收发卡机","浦南","U创 V8656-Q.W.S","台",1,"临江收费站"]
[1130,"自动收发卡机","浦南","朗为 TCR81B","台",1,"官路收费站"]
[1131,"字符叠加器","浦南","英沙 VDM802","台",1,"兴田收费站"]
[1132,"字符叠加器","浦南","广州英砂 VDM802","个",1,"富岭收费站"]
[1133,"字符叠加器","浦南","英沙 VDM802","台",1,"兴田收费站"]
[1134,"字符叠加器","浦南","英沙 VDM802","台",1,"兴田收费站"]
[1135,"LED显示板","松建","KRM5188AURG","块",50,"川石收费站"]
[1136,"VBC控制单元","松建","U创 VBC1A","台",1,"东峰收费站"]
[1137,"VBC控制单元","松建","U创 VBC1A","台",1,"东峰收费站"]
[1138,"八角杆","松建","U创 QP","个",1,"东峰收费站"]
[1139,"八角杆","松建","石家庄优创 QP3米28","根",3,"东峰收费站"]
[1140,"半球摄像机","松建","英飞拓 V5412-A5014","台",1,"东峰收费站"]
[1141,"半球摄像机","松建","英飞拓 V5412-A5014","台",1,"东峰收费站"]
[1142,"车道控制器","松建","研华 ETC车道专用","台",1,"东峰收费站"]
[1143,"车道指示灯","松建","厦门冠晟 GSXHD-YJ808","台",1,"东峰收费站"]
[1144,"车检器","松建","不详 不详 ","台",1,"东峰收费站"]
[1145,"程控电话","松建","U创企业 V8259-TEL","台",1,"东峰收费站"]
[1146,"打印机","松建","Star SP320","台",1,"东峰收费站"]
[1147,"打印机","松建","Star SP320",null,1,"东峰收费站"]
[1148,"打印机","松建","Star SP320","台",1,"东峰收费站"]
[1149,"打印机","松建","Star SP320","台",1,"东峰收费站"]
[1150,"打印机","松建","Star SP320","台",1,"东峰收费站"]
[1151,"打印机","松建","Star SP320","台",1,"东峰收费站"]
[1152,"多画面分割器","松建","利凌 PIH-6004C","台",1,"东峰收费站"]
[1153,"多画面分割器","松建","利凌 PIH-6004C","台",1,"东峰收费站"]
[1154,"多画面分割器","松建","利凌 PIH-6004C","台",1,"东峰收费站"]
[1155,"多画面分割器","松建","利凌 PIH-6004C","台",1,"东峰收费站"]
[1156,"发卡机升降控制盒","松建","优创 V8259-M.H.ZG","个",1,"东峰收费站"]
[1157,"发卡机升降控制盒","松建","优创 V8259-M.H.ZG","个",1,"东峰收费站"]
[1158,"发卡机升降控制盒","松建","优创 V8259-M.H.ZG","个",1,"东峰收费站"]
[1159,"发卡机升降控制盒","松建","优创 V8259-M.H.ZG","个",1,"东峰收费站"]
[1160,"发卡机升降控制盒","松建","优创 V8259-M.H.ZG","个",1,"东峰收费站"]
[1161,"发卡机升降控制盒","松建","优创 V8259-M.H.ZG","个",1,"东峰收费站"]
[1162,"发卡机升降控制盒","松建","优创 V8259-M.H.ZG","个",1,"东峰收费站"]
[1163,"发卡机升降控制盒","松建","优创 V8259-M.H.ZG","台",1,"东峰收费站"]
[1164,"发卡机升降控制盒","松建","优创 V8259-M.H.ZG","台",1,"东峰收费站"]
[1165,"发卡机升降控制盒","松建","优创 V8259-M.H.ZG","个",1,"东峰收费站"]
[1166,"非接触式IC卡读卡器","松建","航天 JKM-115A","台",1,"东峰收费站"]
[1167,"非接触式IC卡读卡器","松建","航天金卡 JKM115A","台",1,"东峰收费站"]
[1168,"非接触式IC卡读卡器","松建","航天金卡 JKM115A","台",1,"东峰收费站"]
[1169,"费额显示器","松建","信息科技 MC32CL-246","台",1,"川石收费站"]
[1170,"服务器","松建","IBM X3650M3","台",1,"东峰收费站","无硬盘"]
[1171,"服务器","松建","IBM X3550","台",1,"东峰收费站","无硬盘"]
[1172,"服务器","松建","IBM X3550","台",1,"东峰收费站","无硬盘"]
[1173,"服务器","松建","IBM X3550","台",1,"东峰收费站","无硬盘"]
[1174,"服务器","松建","IBM X3550","台",1,"东峰收费站","无硬盘"]
[1175,"服务器","松建","IBM X3550","台",1,"东峰收费站","无硬盘"]
[1176,"服务器","松建","IBM X3550","台",1,"东峰收费站","无硬盘"]
[1177,"工业以太网交换机","松建","Cisco WS-C3560X-24","台",1,"东峰收费站"]
[1178,"工业以太网交换机","松建","Cisco WS-C3560X-24","台",1,"东峰收费站"]
[1179,"工业以太网交换机","松建","Cisco WS-C3650X-48T","台",1,"东峰收费站"]
[1180,"工业以太网交换机","松建","中威电子 OB507-4","台",1,"东峰收费站"]
[1181,"工业以太网交换机","松建","中威电子 OB507-4","台",1,"东峰收费站"]
[1182,"工业以太网交换机","松建","中威电子 OB507-4","台",1,"东峰收费站"]
[1183,"工业以太网交换机","松建","中威电子 OB507-4","台",1,"东峰收费站"]
[1184,"工业以太网交换机","松建","中威电子 OB507-4","台",1,"东峰收费站"]
[1185,"工业以太网交换机","松建","中威电子 OB507-4","台",1,"东峰收费站"]
[1186,"功率放大器","松建","深圳兴电 ASI-SK/60W","块",1,"东峰收费站"]
[1187,"功率放大器","松建","深圳兴电 ASI-SK/60W","块",1,"东峰收费站"]
[1188,"功率放大器","松建","深圳兴电 ASI-SK/60W","块",1,"东峰收费站"]
[1189,"功率放大器","松建","深圳兴电 ASI-SK/60W","块",1,"东峰收费站"]
[1190,"功率放大器","松建","兴电科技 ASI-SK/60W","块",1,"东峰收费站"]
[1191,"光端机","松建","蛙视 MSAP2000","台",1,"东峰收费站"]
[1192,"光端机","松建","蛙视 MSAP2000","台",1,"东峰收费站"]
[1193,"光端机","松建","蛙视 MSAP2000","台",1,"东峰收费站"]
[1194,"光端机","松建","蛙视 MSAP2000","台",1,"东峰收费站"]
[1195,"光端机","松建","蛙视 MSAP2000","台",1,"东峰收费站"]
[1196,"光端机","松建","蛙视 VNX-14ADK-6CH","对",1,"东峰收费站"]
[1197,"光端机","松建","蛙视 XGII-1VR","台",1,"东峰收费站"]
[1198,"继电器板","松建","新大陆 NL-7068A","块",1,"东峰收费站"]
[1199,"紧急电话分机","松建","深圳兴电 ASI-VII/F(S)","块",1,"东峰收费站"]
[1200,"卡机控制箱","松建","U创 V1970","台",1,"东峰收费站"]
[1201,"卡机控制箱","松建","优创 V8259 K/X R2.00","台",1,"东峰收费站"]
[1202,"开关电源","松建","三思 C0940-A-400-7-A","个",2,"东峰收费站"]
[1203,"空压机","松建","三菱 RS199VSDC","个",1,"东峰收费站"]
[1204,"钠灯镇流器","松建","上海亚明 NG1000Z","个",1,"东峰收费站"]
[1205,"钠灯镇流器","松建","上海亚明 NG1000ZNTJ","个",2,"东峰收费站"]
[1206,"钠灯镇流器","松建","源光亚明 250W","个",5,"东峰收费站"]
[1207,"钠灯镇流器","松建","源光亚明 NG250W","个",10,"东峰收费站"]
[1208,"钠灯镇流器","松建","源光亚明 400W","个",1,"东峰收费站"]
[1209,"钳流表","松建","FLUCK 319","台",1,"东峰收费站"]
[1210,"摄像机","松建","Infinova V54124-A5014","台",1,"东峰收费站"]
[1211,"摄像机","松建","Infinova V54124-A5014","台",1,"东峰收费站"]
[1212,"摄像机","松建","Infinova V54124-A5014","台",1,"东峰收费站"]
[1213,"摄像机","松建","Infinova V54124-A5014","台",1,"东峰收费站"]
[1214,"摄像机","松建","Infinova V54124-A5014","台",1,"东峰收费站"]
[1215,"摄像机","松建","Infinova V54124-A5014","台",1,"东峰收费站"]
[1216,"摄像机","松建","Infinova V54124-A5014","台",1,"东峰收费站"]
[1217,"摄像机","松建","汉王 FCB-CX45CP","台",1,"东峰收费站"]
[1218,"摄像机","松建","三星 SCB-2001PH","台",1,"东峰收费站"]
[1219,"摄像机","松建","三星 SCB-2001PH","台",1,"东峰收费站"]
[1220,"视频捕捉卡","松建","大恒图像 DH-VT110  ","块",1,"东峰收费站"]
[1221,"视频捕捉卡","松建","大恒图像 DH-VT110  ","块",1,"东峰收费站"]
[1222,"视频捕捉卡","松建","大恒图像 DH-VT110  ","块",1,"东峰收费站"]
[1223,"视频捕捉卡","松建","大恒图像 DH-VT110  ","块",1,"东峰收费站"]
[1224,"视频捕捉卡","松建","大恒图像 DH-VT110  ","块",1,"东峰收费站"]
[1225,"视频捕捉卡","松建","大恒图像 DH-VT110  ","块",1,"东峰收费站"]
[1226,"视频捕捉卡","松建","大恒图像 DH-VT110  ","块",1,"东峰收费站"]
[1227,"万用表","松建","FLUKE 15B+","台",1,"东峰收费站"]
[1228,"显示器","松建","MNS 117 I ","台",1,"东峰收费站"]
[1229,"压缩机","松建","HICHLY SL207HV-C8EU","台",1,"东峰收费站"]
[1230,"压缩机","松建","瑞智 L-55S","台",1,"东峰收费站"]
[1231,"自动收发卡机升降检测驱动板","松建","U创 ZG","个",1,"东峰收费站"]
["废旧零配件小计",{"$nulls":4},{"$f":"SUM(F3:F1234)","v":13568}]
["（二）固定资产设备清单"]
["序号","资产类别（名称)","权属单位","品牌和规格型号","单位","数量","存放地点","备注"]
[1,"交通信号灯","福银一期","三思C-0720-SL-200","个",1,"南台服务区"]
[2,"交通信号灯","福银一期","三思C-0720-SL-200","个",1,"南台服务区"]
[3,"交通信号灯","福银一期","三思C-0720-SL-200","个",1,"南台服务区"]
[4,"交通信号灯","福银一期","三思C-0720-SL-200","个",1,"南台服务区"]
[5,"路灯灯具","福银一期","不详250W","盏",17,"新村服务区"]
[6,"路灯灯具","福银一期","不详250W","盏",25,"新村服务区"]
[7,"钠灯灯具","福银一期","新文行100W","盏",276,"新村服务区"]
[8,"钠灯灯具","福银一期","新文行100W","盏",33,"新村服务区"]
[9,"钠灯灯具","福银一期","新文行100W","盏",140,"新村服务区"]
[10,"钠灯灯具","福银一期","新文行100W","盏",120,"新村服务区"]
[11,"钠灯灯具","福银一期","新文行100W","盏",184,"新村服务区"]
[12,"钠灯灯具","福银一期","新文行150W","盏",600,"新村服务区"]
[13,"钠灯灯具","福银一期","新文行250W","盏",14,"新村服务区"]
[14,"钠灯灯具","福银一期","新文行400W","盏",48,"新村服务区"]
[15,"钠灯灯具","福银一期","新文行400W","盏",48,"新村服务区"]
[16,"钠灯灯具","福银一期","新文行400W","盏",16,"新村服务区"]
[17,"钠灯灯具","福银一期","新文行400W","盏",50,"新村服务区"]
[18,"钠灯灯具","福银一期","新文行400W","盏",15,"新村服务区"]
[19,"钠灯灯具","福银一期","新文行400W","盏",48,"新村服务区"]
[20,"钠灯灯具","福银一期","新文行400W","盏",48,"新村服务区"]
[21,"钠灯灯具","福银一期","新文行400W","盏",48,"新村服务区"]
[22,"钠灯灯具","福银一期","源光亚明TL2-100","盏",70,"新村服务区"]
[23,"钠灯灯具","福银一期","源光亚明TL2-100","盏",48,"新村服务区"]
[24,"钠灯灯具","福银一期","源光亚明TL2-100","盏",320,"新村服务区"]
[25,"钠灯灯具","福银一期","源光亚明TL2-100","盏",70,"新村服务区"]
[26,"钠灯灯具","福银一期","源光亚明TL2-150","盏",630,"新村服务区"]
[27,"钠灯灯具","福银一期","源光亚明TL2-250","盏",24,"新村服务区"]
[28,"钠灯灯具","福银一期","源光亚明TL2-400","盏",46,"新村服务区"]
[29,"隧道应急灯","福银一期","新文行72W","盏",40,"新村服务区"]
[30,"隧道应急灯","福银一期","新文行72W","盏",24,"新村服务区"]
[31,"隧道应急灯","福银一期","新文行72W","盏",28,"新村服务区"]
[32,"隧道应急灯","福银一期","源光亚明72w","盏",32,"新村服务区"]
[33,"隧道应急灯","福银一期","源光亚明72w","盏",161,"新村服务区"]
[34,"隧道应急灯","福银一期","源光亚明72w","盏",76,"新村服务区"]
[35,"隧道应急灯","福银一期","源光亚明72w","盏",20,"新村服务区"]
[36,"通行指示灯","福银一期","三思C0720-MSL","个",1,"南台服务区"]
[37,"通行指示灯","福银一期","三思C0720-MSL","个",1,"南台服务区"]
[38,"通行指示灯","福银一期","三思C0720-MSL","个",1,"南台服务区"]
[39,"通行指示灯","福银一期","三思C0720-MSL","个",1,"南台服务区"]
[40,"通行指示灯","福银一期","三思C0720-MSL","个",1,"南台服务区"]
[41,"通行指示灯","福银一期","三思C0720-MSL","个",1,"南台服务区"]
[42,"通行指示灯","福银一期","三思C0720-MSL","个",1,"南台服务区"]
[43,"通行指示灯","福银一期","三思C0720-MSL","个",1,"南台服务区"]
[44,"通行指示灯","福银一期","三思C0720-MSL","个",1,"南台服务区"]
[45,"通行指示灯","福银一期","三思C0720-MSL","个",1,"南台服务区"]
[46,"通行指示灯","福银一期","三思C0720-MSL","个",1,"南台服务区"]
[47,"通行指示灯","福银一期","三思C0720-MSL","个",1,"南台服务区"]
[48,"通行指示灯","福银一期","三思C0720-MSL","个",1,"南台服务区"]
[49,"通行指示灯","福银一期","三思C0720-MSL","个",1,"南台服务区"]
[50,"通行指示灯","福银一期","三思C0720-MSL","个",1,"南台服务区"]
[51,"通行指示灯","福银一期","三思C0720-MSL","个",1,"南台服务区"]
[52,"车道指示灯","福银一期","厦门牧科 CD600-3-15A","台",1,"新村服务区"]
[53,"车道指示灯","福银一期","厦门牧科 CD600-3-15J","台",1,"新村服务区"]
[54,"车道指示灯","福银二期","U创 V8650","个",1,"桂林收费站"]
[55,"车道指示灯","福银二期","U创 V8650","个",1,"桂林收费站"]
[56,"车道指示灯","福银二期","U创 V8650","个",1,"桂林收费站"]
[57,"车道指示灯","福银二期","U创 V8650","个",1,"桂林收费站"]
[58,"ETC车道天线","宁武","金溢 SHINE-G60","套",1,"兴田收费站"]
[59,"ETC车道天线","宁武","金溢 SHINE-G60","套",1,"兴田收费站"]
[60,"ETC车道天线","宁武","金溢 SHINE-G60","套",1,"兴田收费站"]
[61,"ETC车道天线","宁武","金溢 SHINE-G60","套",1,"兴田收费站"]
[62,"ETC车道天线","宁武","金溢 SHINE-G60E","套",1,"兴田收费站"]
[63,"ETC车道天线","宁武","金溢 SHINE-G60E","套",1,"兴田收费站"]
[64,"ETC车道天线","宁武","金益 SHINE-G60E","台",1,"政和收费站"]
[65,"ETC车道天线","宁武","金益 SHINE-G60E","台",1,"政和收费站"]
[66,"ETC车道天线","宁武","金益 SHINE-G60E","台",1,"政和收费站"]
[67,"ETC车道天线","宁武","金益 SHINE-G60E","台",1,"政和收费站"]
[68,"ETC车道天线","宁武","金益 SHINE-G60E","台",1,"政和收费站"]
[69,"ETC车道天线","宁武","金益 SHINE-G60E","台",1,"政和收费站"]
[70,"ETC车道天线","宁武","金益 SHINE-G60","台",1,"政和收费站"]
[71,"ETC车道天线","宁武","金益 SHINE-G60","台",1,"政和收费站"]
[72,"ETC车道天线","宁武","金益 SHINE-G60","台",1,"政和收费站"]
[73,"ETC车道天线","宁武","金益 SHINE-G60","台",1,"政和收费站"]
[74,"费额显示器","宁武","恒富威 FX-4D","台",1,"南台服务区"]
[75,"费额显示器","宁武","恒富威 FX-4D","台",1,"南台服务区"]
[76,"费额显示器","宁武","华工 TSD-0501","台",1,"南台服务区"]
[77,"费额显示器","宁武","华工 TSD-0501","台",1,"南台服务区"]
[78,"费额显示器","宁武","新大陆 NL-7132","台",1,"南台服务区"]
[79,"费额显示器","宁武","新大陆 NL-7132","台",1,"南台服务区"]
[80,"费额显示器","宁武","英沙 TRD24c","台",1,"政和收费站"]
[81,"费额显示器","宁武","英沙 TRD24c","台",1,"政和收费站"]
[82,"费额显示器","宁武","英沙 TRD24c","台",1,"政和收费站"]
[83,"费额显示器","宁武","英沙 TRD24c","台",1,"政和收费站"]
[84,"费额显示器","宁武","英沙 TRD24c","台",1,"政和收费站"]
[85,"费额显示器","宁武","英沙 TRD24c","台",1,"政和收费站"]
[86,"费额显示器","宁武","英沙 TRD24c","台",1,"政和收费站"]
[87,"费额显示器","宁武","英沙 TRD24c","台",1,"政和收费站"]
[88,"费额显示器","宁武","英沙 TRD24c","台",1,"政和收费站"]
[89,"费额显示器","宁武","英沙 TRD24c","台",1,"政和收费站"]
[90,"车道指示灯","宁武","冠晟 GSXHD-TX801B/TX801RB","台",1,"南台服务区"]
[91,"车道指示灯","宁武","冠晟 GSXHD-TX801B/TX801RB","台",1,"南台服务区"]
[92,"车道指示灯","宁武","冠晟 GSXHD-TX801B/TX801RB","台",1,"南台服务区"]
[93,"车道指示灯","宁武","冠晟 GSXHD-TX801B/TX801RB","台",1,"南台服务区"]
[94,"车道指示灯","宁武","信达光电 XD-CD-4","台",1,"南台服务区"]
[95,"车道指示灯","宁武","信达光电 XD-CD-4","台",1,"南台服务区"]
[96,"车道指示灯","宁武","昊星 HX-CKB-600ⅡA01-2","台",1,"政和收费站"]
[97,"车道指示灯","宁武","昊星 HX-CKB-600ⅡA01-2","台",1,"政和收费站"]
[98,"车道指示灯","宁武","昊星 HX-CKB-600ⅡA01-2","台",1,"政和收费站"]
[99,"车道指示灯","宁武","昊星 HX-CKB-600ⅡA01-2","台",1,"政和收费站"]
[100,"车道指示灯","宁武","昊星 HX-CKB-600ⅡA01-2","台",1,"政和收费站"]
[101,"车道指示灯","宁武","昊星 HX-CKB-600ⅡA01-2","台",1,"政和收费站"]
[102,"车道指示灯","宁武","昊星 HX-CKB-600ⅡA01-2","台",1,"政和收费站"]
[103,"车道指示灯","宁武","昊星 HX-CKB-600ⅡA01-2","台",1,"政和收费站"]
[104,"车道指示灯","宁武","厦门冠晟 GSXHD-TX801B/801RB","台",1,"政和收费站"]
[105,"车道指示灯","宁武","厦门冠晟 GSXHD-TX801B/801RB","台",1,"政和收费站"]
[106,"车道指示灯","宁武","厦门冠晟 GSXHD-TX801B/801RB","台",1,"政和收费站"]
[107,"车道指示灯","宁武","厦门冠晟 GSXHD-TX801B/801RB","台",1,"政和收费站"]
[108,"车道指示灯","宁武","厦门冠晟 GSXHD-TX801B/801RB","台",1,"政和收费站"]
[109,"车道指示灯","宁武","厦门冠晟 GSXHD-TX801B/801RB","台",1,"政和收费站"]
[110,"车道指示灯","宁武","厦门冠晟 GSXHD-TX801B/801RB","台",1,"政和收费站"]
[111,"车道指示灯","宁武","厦门冠晟 GSXHD-TX801B/801RB","台",1,"政和收费站"]
[112,"车道指示灯","宁武","厦门冠晟 GSXHD-TX801B/801RB","台",1,"政和收费站"]
[113,"车道指示灯","宁武","厦门冠晟 GSXHD-TX801B/801RB","台",1,"政和收费站"]
[114,"车道指示灯","宁武","厦门冠晟 GSXHD-TX801B/801RB","台",1,"政和收费站"]
[115,"车道指示灯","宁武","厦门冠晟 GSXHD-TX801B/801RB","台",1,"政和收费站"]
[116,"车道指示灯","宁武","三思 C-0720-MSL","台",1,"南台服务区"]
[117,"车道指示灯","宁武","三思 C-0720-MSL","台",1,"南台服务区"]
[118,"ETC车道天线","浦南","金溢 SHINE-G60","套",1,"兴田收费站"]
[119,"ETC车道天线","浦南","金溢 SHINE-G60","套",1,"兴田收费站"]
[120,"ETC车道天线","浦南","埃斯特IAP-2","台",1,"延平收费站"]
[121,"ETC车道天线","浦南","埃斯特IAP-2","台",1,"延平收费站"]
[122,"ETC车道天线","浦南","金溢 SHINE-G60","个",1,"富岭收费站"]
[123,"ETC车道天线","浦南","金溢 SHINE-G60","个",1,"富岭收费站"]
[124,"费额显示器","浦南","恒富威 FX-4D","台",1,"南台服务区"]
[125,"费额显示器","浦南","恒富威 FX-4D","台",1,"南台服务区"]
[126,"费额显示器","浦南","闽高速不详","台",1,"延平收费站"]
[127,"工控机","浦南","研华 IPC-610","台",1,"南台服务区","无硬盘"]
[128,"工控机","浦南","研华 IPC-610","台",1,"南台服务区","无硬盘"]
[129,"工控机","浦南","研华 TPC-610","台",1,"南台服务区","无硬盘"]
[130,"工控机","浦南","研华 TPC-610","台",1,"南台服务区","无硬盘"]
[131,"交通信号灯","浦南","三思C-0703","个",1,"南台服务区"]
[132,"交通信号灯","浦南","三思C-0703","个",1,"南台服务区"]
[133,"交通信号灯","浦南","三思C-0703","个",1,"南台服务区"]
[134,"交通信号灯","浦南","三思C-0703","个",1,"南台服务区"]
[135,"通行指示灯","浦南","三思C0720-MSL","个",1,"南台服务区"]
[136,"通行指示灯","浦南","三思C0720-MSL","个",1,"南台服务区"]
[137,"通行指示灯","浦南","三思C0720-MSL","个",1,"南台服务区"]
[138,"通行指示灯","浦南","三思C0720-MSL","个",1,"南台服务区"]
[139,"通行指示灯","浦南","三思C0720-MSL","个",1,"南台服务区"]
[140,"通行指示灯","浦南","三思C0720-MSL","个",1,"南台服务区"]
[141,"通行指示灯","浦南","三思C0720-MSL","个",1,"南台服务区"]
[142,"通行指示灯","浦南","三思C0720-MSL","个",1,"南台服务区"]
[143,"通行指示灯","浦南","三思C0720-MSL","个",1,"南台服务区"]
[144,"通行指示灯","浦南","三思C0720-MSL","个",1,"南台服务区"]
[145,"通行指示灯","浦南","三思C0720-MSL","个",1,"南台服务区"]
[146,"通行指示灯","浦南","三思C0720-MSL","个",1,"南台服务区"]
[147,"通行指示灯","浦南","三思C0720-MSL","个",1,"南台服务区"]
[148,"通行指示灯","浦南","三思C0720-MSL","个",1,"南台服务区"]
[149,"通行指示灯","浦南","三思C0720-MSL","个",1,"南台服务区"]
[150,"通行指示灯","浦南","三思C0720-MSL","个",1,"南台服务区"]
[151,"通行指示灯","浦南","三思C0720-MSL","个",1,"南台服务区"]
[152,"通行指示灯","浦南","三思C0720-MSL","个",1,"南台服务区"]
[153,"通行指示灯","浦南","三思C0720-MSL","个",1,"南台服务区"]
[154,"通行指示灯","浦南","三思C0720-MSL","个",1,"南台服务区"]
[155,"通行指示灯","浦南","三思C0720-MSL","个",1,"南台服务区"]
[156,"通行指示灯","浦南","三思C0720-MSL","个",1,"南台服务区"]
[157,"通行指示灯","浦南","三思C0720-MSL","个",1,"南台服务区"]
[158,"车道指示灯","浦南","三思 定制","套",1,"南台服务区"]
[159,"车道指示灯","浦南","三思 定制","套",1,"南台服务区"]
[160,"车道指示灯","浦南","U创 V8650","台",1,"南台服务区"]
[161,"车道指示灯","浦南","U创 V8650","台",1,"南台服务区"]
[162,"车道指示灯","浦南","U创 V8650","台",1,"南台服务区"]
[163,"车道指示灯","浦南","U创 V8650","台",1,"南台服务区"]
[164,"车道指示灯","浦南","U创 V8650","台",1,"富岭收费站"]
[165,"车道指示灯","浦南","U创 V8650","台",1,"富岭收费站"]
[166,"车道指示灯","浦南","U创 V8650","台",1,"富岭收费站"]
[167,"车道指示灯","浦南","U创 V8650","台",1,"富岭收费站"]
[168,"车道指示灯","浦南","U创 V8650","台",1,"富岭收费站"]
[169,"车道指示灯","浦南","U创 V8650","台",1,"富岭收费站"]
[170,"车道指示灯","浦南","U创 V8650","台",1,"富岭收费站"]
[171,"车道指示灯","浦南","U创 V8650","台",1,"富岭收费站"]
[172,"车道指示灯","浦南","英沙 SL600","台",1,"新村服务区"]
[173,"车道指示灯","浦南","英沙 SL600","台",1,"新村服务区"]
[174,"车道指示灯","浦南","英沙 SL600","台",1,"新村服务区"]
[175,"车道指示灯","浦南","英沙 SL600","台",1,"新村服务区"]
[176,"车道指示灯","浦南","英沙 SL600","台",1,"新村服务区"]
[177,"车道指示灯","浦南","英沙 SL600","台",1,"新村服务区"]
[178,"车道指示灯","浦南","英沙 SL600","台",1,"新村服务区"]
[179,"车道指示灯","浦南","英沙 SL600","台",1,"新村服务区"]
[180,"车道指示灯","浦南","英沙 SL600","台",1,"新村服务区"]
[181,"车道指示灯","浦南","英沙 SL600","台",1,"新村服务区"]
[182,"车道指示灯","浦南","英沙 SL600","台",1,"新村服务区"]
[183,"车道指示灯","浦南","厦门牧科 CD600-3-15A","台",1,"新村服务区"]
[184,"车道指示灯","浦南","三思 C-0720-MSL","台",1,"南台服务区"]
[185,"ETC车道天线","松建","金溢 SHINE-G60","组",1,"川石收费站"]
[186,"ETC车道天线","松建","金溢 SHINE-G60","组",1,"川石收费站"]
[187,"ETC车道天线","松建","金溢 SHINE-G60","组",1,"川石收费站"]
[188,"ETC车道天线","松建","金溢 SHINE-G60","组",1,"川石收费站"]
[189,"ETC车道天线","松建","金溢 SHINE-G60","组",1,"川石收费站"]
[190,"ETC车道天线","松建","金溢 SHINE-G60","组",1,"川石收费站"]
[191,"ETC车道天线","松建","金溢 SHINE-G60","组",1,"川石收费站"]
[192,"ETC车道天线","松建","金溢 SHINE-G60","组",1,"川石收费站"]
[193,"ETC车道天线","松建","金溢 SHINE-G60","组",1,"川石收费站"]
[194,"ETC车道天线","松建","金溢 SHINE-G60","组",1,"川石收费站"]
[195,"ETC车道天线","松建","金溢 SHINE-G60","组",1,"川石收费站"]
[196,"ETC车道天线","松建","金溢 SHINE-G60","组",1,"川石收费站"]
[197,"费额显示器","松建","广州华工 TSD-0501","台",1,"川石收费站"]
[198,"费额显示器","松建","广州华工 W&E TSD-0501","台",1,"川石收费站"]
[199,"费额显示器","松建","广州华工 W&E TSD-0501","台",1,"川石收费站"]
[200,"费额显示器","松建","广州华工 W&E TSD-0501","台",1,"川石收费站"]
[201,"费额显示器","松建","广州华工 W&E TSD-0501","台",1,"川石收费站"]
[202,"费额显示器","松建","广州华工 W&E TSD-0501","台",1,"川石收费站"]
[203,"费额显示器","松建","广州华工 W&E TSD-0501","台",1,"川石收费站"]
[204,"费额显示器","松建","广州华工 W&E TSD-0501","台",1,"川石收费站"]
[205,"费额显示器","松建","广州华工 W&E TSD-0501","台",1,"川石收费站"]
[206,"费额显示器","松建","广州华工 W&E TSD-0501","台",1,"川石收费站"]
[207,"费额显示器","松建","广州华工 W&E TSD-0501","台",1,"川石收费站"]
[208,"费额显示器","松建","信息科技 MC32CL-246","台",1,"川石收费站"]
[209,"车道指示灯","松建","厦门冠晟 GSXHD-TX801","台",1,"川石收费站"]
[210,"车道指示灯","松建","厦门冠晟 GSXHD-TX801","台",1,"川石收费站"]
[211,"车道指示灯","松建","厦门冠晟 GSXHD-TX801GSXHD-TX801","台",1,"川石收费站"]
[212,"车道指示灯","松建","厦门冠晟 GSXHD-TX801GSXHD-TX801","台",1,"川石收费站"]
[213,"车道指示灯","松建","厦门冠晟 GSXHD-TX801GSXHD-TX801","台",1,"川石收费站"]
[214,"车道指示灯","松建","厦门冠晟 GSXHD-TX801GSXHD-TX801","台",1,"川石收费站"]
[215,"车道指示灯","松建","厦门冠晟 GSXHD-TX801GSXHD-TX801","台",1,"川石收费站"]
[216,"车道指示灯","松建","厦门冠晟 GSXHD-TX801GSXHD-TX801","台",1,"川石收费站"]
[217,"车道指示灯","松建","厦门冠晟 GSXHD-TX801GSXHD-TX801","台",1,"川石收费站"]
[218,"车道指示灯","松建","厦门冠晟 GSXHD-TX801GSXHD-TX801","台",1,"川石收费站"]
[219,"车道指示灯","松建","厦门冠晟 GSXHD-TX801GSXHD-TX801","台",1,"川石收费站"]
[220,"车道指示灯","松建","厦门冠晟 GSXHD-TX801GSXHD-TX801","台",1,"川石收费站"]
[221,"车道指示灯","松建","厦门冠晟 GSXHD-TX801GSXHD-TX801","台",1,"川石收费站"]
[222,"车道指示灯","松建","厦门冠晟 GSXHD-TX801GSXHD-TX801","台",1,"川石收费站"]
[223,"车道指示灯","松建","厦门冠晟 GSXHD-TX801GSXHD-TX801","台",1,"川石收费站"]
[224,"车道指示灯","松建","厦门冠晟 GSXHD-TX801GSXHD-TX801","台",1,"川石收费站"]
[225,"车道指示灯","松建","厦门冠晟 GSXHD-TX801GSXHD-TX801","台",1,"川石收费站"]
[226,"车道指示灯","松建","不详 V8650","台",1,"川石收费站"]
[227,"车道指示灯","松建","不详 V8650","台",1,"川石收费站"]
[228,"车道指示灯","松建","不详 V8650","台",1,"川石收费站"]
["固定资产设备小计",{"$nulls":4},{"$f":"SUM(F1238:F1465)","v":3516}]
["合计",{"$nulls":4},{"$f":"F1466+F1235","v":17084}]

{"sheet":"Sheet1","index":1,"n_rows":0,"n_cols":0,"rows_kept":0}

{"sheet":"Sheet2","index":2,"n_rows":0,"n_cols":0,"rows_kept":0}

{"sheet":"Sheet3","index":3,"n_rows":0,"n_cols":0,"rows_kept":0}